## Sheet1
| Room/Office/Area |  |  |  | Existing Lighting System | [9 empty] | Proposed Lighting System
Column1 | Building | Space | Usage Type | Usage Hours | Sensor | Qty | Fixture Code | Fixture Type | # of Lamps | Lamp Type | Ballast Type | Exsiting WPF | Existing kW | Existing kWh | Up Qty | Proposed Upgrade Type | Proposed WPF
4 | Felix Morales Bldg | Cove | Common Area and Restrooms | 3990 |  | 40 | 4EC1L T8 | Egg Crate | 1 | 4' 32w T8, Fluorescent | Electronic | 28 | 1.12 | 4468.8 | 40 | 4' LED Tube - 1 | 15
5 | Felix Morales Bldg | Cove | Common Area and Restrooms | 3990 |  | 8 | 3EC1L T8 | Egg Crate | 1 | 3' 25w T8, Fluorescent | Electronic | 23 | 0.18 | 734.16 | 8 | 3' LED Tube - 1 | 12
6 | Felix Morales Bldg | Class | Classroom | 2997 |  | 9 | 24TP3L T8 | Troffer Prismatic | 3 | 4' 32w T8, Fluorescent | Electronic | 85 | 0.77 | 2292.32 | 9 | 4' LED Tube - 2 HO | 36
7 | Felix Morales Bldg | Class | Classroom | 2997 |  | 15 | 24TP3L T8 | Troffer Prismatic | 3 | 4' 32w T8, Fluorescent | Electronic | 85 | 1.28 | 3820.54 | 15 | 4' LED Tube - 2 HO | 36
8 | Felix Morales Bldg | Class | Classroom | 2997 |  | 15 | 24TP3L T8 | Troffer Prismatic | 3 | 4' 32w T8, Fluorescent | Electronic | 85 | 1.28 | 3820.54 | 15 | 4' LED Tube - 2 HO | 36
9 | Felix Morales Bldg | Class | Classroom | 2997 |  | 15 | 24TP3L T8 | Troffer Prismatic | 3 | 4' 32w T8, Fluorescent | Electronic | 85 | 1.28 | 3820.54 | 15 | 4' LED Tube - 2 HO | 36
11 | Felix Morales Bldg | Study Area | Common Area and Restrooms | 3990 |  | 6 | 24TP2L T8 (28w) | Troffer Parabolic | 2 | 4' 28w T8, Fluorescent | Electronic | 42 | 0.25 | 1005.48 | 6 | 4' LED Tube - 2 | 30
12 | Felix Morales Bldg | Class | Classroom | 2997 |  | 15 | 24TP3L T8 | Troffer Prismatic | 3 | 4' 32w T8, Fluorescent | Electronic | 85 | 1.28 | 3820.54 | 15 | 4' LED Tube - 2 HO | 36
13 | Felix Morales Bldg | Class | Classroom | 2997 |  | 16 | 24TP3L T8 | Troffer Prismatic | 3 | 4' 32w T8, Fluorescent | Electronic | 85 | 1.36 | 4075.24 | 16 | 4' LED Tube - 2 HO | 36
15 | Felix Morales Bldg | MRR | Common Area and Restrooms | 3990 |  | 4 | 24TP2L T8 (28w) | Troffer Parabolic | 2 | 4' 28w T8, Fluorescent | Electronic | 42 | 0.17 | 670.32 | 4 | 4' LED Tube - 2 | 30
16 | Felix Morales Bldg | WRR | Common Area and Restrooms | 3990 |  | 4 | 24TP2L T8 (28w) | Troffer Parabolic | 2 | 4' 28w T8, Fluorescent | Electronic | 42 | 0.17 | 670.32 | 4 | 4' LED Tube - 2 | 30
19 | Felix Morales Bldg | Class | Classroom | 2997 |  | 15 | 4ID2L T8 (28w) | Indirect | 2 | 4' 28w T8, Fluorescent | Electronic | 48 | 0.72 | 2157.48 | 15 | 4' LED Tube - 2 | 30
20 | Felix Morales Bldg | Office | Private Office | 3363 |  | 2 | 24TP3L T8 | Troffer Prismatic | 3 | 4' 32w T8, Fluorescent | Electronic | 85 | 0.17 | 571.71 | 2 | 4' LED Tube - 2 HO | 36
21 | Felix Morales Bldg | Study Room | Common Area and Restrooms | 3990 |  | 2 | 24TP3L T8 | Troffer Prismatic | 3 | 4' 32w T8, Fluorescent | Electronic | 85 | 0.17 | 678.3 | 2 | 4' LED Tube - 2 | 30
22 | Felix Morales Bldg | Security Office | General Work Area | 3990 |  | 4 | 24TP3L T8 | Troffer Prismatic | 3 | 4' 32w T8, Fluorescent | Electronic | 85 | 0.34 | 1356.6 | 4 | 4' LED Tube - 2 HO | 36
23 | Felix Morales Bldg | Front Window | Common Area and Restrooms | 3990 |  | 2 | 24TP2L T8 (28w) | Troffer Parabolic | 2 | 4' 28w T8, Fluorescent | Electronic | 42 | 0.08 | 335.16 | 2 | 4' LED Tube - 2 | 30
24 | Felix Morales Bldg | Back Area | Common Area and Restrooms | 3990 |  | 8 | 24TP4L T8 | Troffer Prismatic | 4 | 4' 32w T8, Fluorescent | Electronic | 112 | 0.9 | 3575.04 | 8 | 4' LED Tube - 2 | 30
26 | Felix Morales Bldg | Work Room | General Work Area | 3990 |  | 2 | 24TP2L T8 (28w) | Troffer Parabolic | 2 | 4' 28w T8, Fluorescent | Electronic | 42 | 0.08 | 335.16 | 2 | 4' LED Tube - 2 HO | 36
27 | Felix Morales Bldg | Class | Classroom | 2997 |  | 9 | 24TP3L T8 | Troffer Prismatic | 3 | 4' 32w T8, Fluorescent | Electronic | 85 | 0.77 | 2292.32 | 9 | 4' LED Tube - 2 HO | 36
29 | Felix Morales Bldg | Class | Classroom | 2997 |  | 18 | 24TP3L T8 | Troffer Prismatic | 3 | 4' 32w T8, Fluorescent | Electronic | 85 | 1.53 | 4584.65 | 18 | 4' LED Tube - 2 HO | 36
30 | Felix Morales Bldg | Art Lobby | Common Area and Restrooms | 3990 |  | 3 | 24TP3L T8 | Troffer Prismatic | 3 | 4' 32w T8, Fluorescent | Electronic | 85 | 0.26 | 1017.45 | 3 | 4' LED Tube - 2 | 30
31 | Felix Morales Bldg | Art Bullpen | General Work Area | 3990 |  | 27 | 24TP3L T8 | Troffer Prismatic | 3 | 4' 32w T8, Fluorescent | Electronic | 85 | 2.3 | 9157.05 | 27 | 4' LED Tube - 2 HO | 36
32 | Felix Morales Bldg | Pvt Office | Private Office | 3363 |  | 2 | 24TP3L T8 | Troffer Prismatic | 3 | 4' 32w T8, Fluorescent | Electronic | 85 | 0.17 | 571.71 | 2 | 4' LED Tube - 2 HO | 36
33 | Felix Morales Bldg | Pvt Office | Private Office | 3363 |  | 2 | 24TP3L T8 | Troffer Prismatic | 3 | 4' 32w T8, Fluorescent | Electronic | 85 | 0.17 | 571.71 | 2 | 4' LED Tube - 2 HO | 36
34 | Felix Morales Bldg | Pvt Office | Private Office | 3363 |  | 2 | 24TP3L T8 | Troffer Prismatic | 3 | 4' 32w T8, Fluorescent | Electronic | 85 | 0.17 | 571.71 | 2 | 4' LED Tube - 2 HO | 36
35 | Felix Morales Bldg | Pvt Office | Private Office | 3363 |  | 2 | 24TP3L T8 | Troffer Prismatic | 3 | 4' 32w T8, Fluorescent | Electronic | 85 | 0.17 | 571.71 | 2 | 4' LED Tube - 2 HO | 36
36 | Felix Morales Bldg | Conf Room | Meeting and Boardrooms | 2681 |  | 6 | 24TP3L T8 | Troffer Prismatic | 3 | 4' 32w T8, Fluorescent | Electronic | 85 | 0.51 | 1367.44 | 6 | 4' LED Tube - 2 HO | 36
37 | Felix Morales Bldg | Pvt Office | Private Office | 3363 |  | 2 | 24TP3L T8 | Troffer Prismatic | 3 | 4' 32w T8, Fluorescent | Electronic | 85 | 0.17 | 571.71 | 2 | 4' LED Tube - 2 HO | 36
39 | Felix Morales Bldg | Class | Classroom | 2997 |  | 11 | 24TP3L T8 | Troffer Prismatic | 3 | 4' 32w T8, Fluorescent | Electronic | 85 | 0.94 | 2801.73 | 11 | 4' LED Tube - 2 HO | 36
40 | Felix Morales Bldg | Bullpen | General Work Area | 3990 |  | 8 | 24TP3L T8 | Troffer Prismatic | 3 | 4' 32w T8, Fluorescent | Electronic | 85 | 0.68 | 2713.2 | 8 | 4' LED Tube - 2 HO | 36
42 | Felix Morales Bldg | Pvt Office | Private Office | 3363 |  | 2 | 24TP2L T8 (28w) | Troffer Parabolic | 2 | 4' 28w T8, Fluorescent | Electronic | 42 | 0.08 | 282.49 | 2 | 4' LED Tube - 2 HO | 36
44 | Felix Morales Bldg | Circle Cove | Common Area and Restrooms | 3990 |  | 8 | 4S2L T8 (28w) | Strip | 2 | 4' 28w T8, Fluorescent | Electronic | 48 | 0.38 | 1532.16 | 8 | 4' LED Tube - 2 | 30
45 | Felix Morales Bldg | Circle Cove | Common Area and Restrooms | 3990 |  | 4 | 3S2L T8 | Strip | 2 | 3' 25w T8, Fluorescent | Electronic | 46 | 0.18 | 734.16 | 4 | 3' LED Tube - 2 | 24
47 | Felix Morales Bldg | Track Heads | Common Area and Restrooms | 3990 |  | 6 | FL-65 R30 | Screw In | 1 | Incandescent, 65w | N/A | 65 | 0.39 | 1556.1 | 6 | FLLED14 R30 | 14
50 | Felix Morales Bldg | Science Lab | Classroom | 2997 |  | 15 | 24TP3L T8 | Troffer Prismatic | 3 | 4' 32w T8, Fluorescent | Electronic | 85 | 1.28 | 3820.54 | 15 | 4' LED Tube - 2 HO | 36
51 | Felix Morales Bldg | Science Lab | Classroom | 2997 |  | 15 | 24TP3L T8 | Troffer Prismatic | 3 | 4' 32w T8, Fluorescent | Electronic | 85 | 1.28 | 3820.54 | 15 | 4' LED Tube - 2 HO | 36
52 | Felix Morales Bldg | Science Lab | Classroom | 2997 |  | 15 | 24TP3L T8 | Troffer Prismatic | 3 | 4' 32w T8, Fluorescent | Electronic | 85 | 1.28 | 3820.54 | 15 | 4' LED Tube - 2 HO | 36
53 | Felix Morales Bldg | Entry | Common Area and Restrooms | 3990 |  | 1 | 24TP2L T8 (28w) | Troffer Parabolic | 2 | 4' 28w T8, Fluorescent | Electronic | 42 | 0.04 | 167.58 | 1 | 4' LED Tube - 2 | 30
56 | Felix Morales Bldg | Science Faculty | General Work Area | 3990 |  | 18 | 24TP3L T8 | Troffer Prismatic | 3 | 4' 32w T8, Fluorescent | Electronic | 85 | 1.53 | 6104.7 | 18 | 4' LED Tube - 2 HO | 36
57 | Felix Morales Bldg | MRR | Common Area and Restrooms | 3990 |  | 4 | 24TP2L T8 (28w) | Troffer Parabolic | 2 | 4' 28w T8, Fluorescent | Electronic | 42 | 0.17 | 670.32 | 4 | 4' LED Tube - 2 | 30
58 | Felix Morales Bldg | WRR | Common Area and Restrooms | 3990 |  | 4 | 24TP2L T8 (28w) | Troffer Parabolic | 2 | 4' 28w T8, Fluorescent | Electronic | 42 | 0.17 | 670.32 | 4 | 4' LED Tube - 2 | 30
61 | Felix Morales Bldg | Class | Classroom | 2997 |  | 8 | 24TP3L T8 | Troffer Prismatic | 3 | 4' 32w T8, Fluorescent | Electronic | 85 | 0.68 | 2037.62 | 8 | 4' LED Tube - 2 HO | 36
68 | Felix Morales Bldg | Class | Classroom | 2997 |  | 8 | 24TP3L T8 | Troffer Prismatic | 3 | 4' 32w T8, Fluorescent | Electronic | 85 | 0.68 | 2037.62 | 8 | 4' LED Tube - 2 HO | 36
70 | Felix Morales Bldg | Lab | Classroom | 2997 |  | 15 | 24TP3L T8 | Troffer Prismatic | 3 | 4' 32w T8, Fluorescent | Electronic | 85 | 1.28 | 3820.54 | 15 | 4' LED Tube - 2 HO | 36
72 | Felix Morales Bldg | Class | Classroom | 2997 |  | 9 | 24TP3L T8 | Troffer Prismatic | 3 | 4' 32w T8, Fluorescent | Electronic | 85 | 0.77 | 2292.32 | 9 | 4' LED Tube - 2 HO | 36
73 | Felix Morales Bldg | Class | Classroom | 2997 |  | 4 | FL-65 R30 | Screw In | 1 | Incandescent, 65w | N/A | 65 | 0.26 | 779.09 | 4 | FLLED14 R30 | 14
74 | Felix Morales Bldg | Lab | Classroom | 2997 |  | 21 | 24TP3L T8 | Troffer Prismatic | 3 | 4' 32w T8, Fluorescent | Electronic | 85 | 1.79 | 5348.75 | 21 | 4' LED Tube - 2 HO | 36
76 | Felix Morales Bldg | Stairs | Stairs and Elevators | 8760 |  | 10 | 14TP2L T8 (28w) | Troffer Prismatic | 2 | 4' 28w T8, Fluorescent | Electronic | 48 | 0.48 | 4204.8 | 10 | 4' LED Tube - 2 | 30
77 | Felix Morales Bldg | Cove | Common Area and Restrooms | 3990 |  | 56 | 4EC1L T8 | Egg Crate | 1 | 4' 32w T8, Fluorescent | Electronic | 28 | 1.57 | 6256.32 | 56 | 4' LED Tube - 1 | 15
78 | Felix Morales Bldg | Cove | Common Area and Restrooms | 3990 |  | 6 | 3EC1L T8 | Egg Crate | 1 | 3' 25w T8, Fluorescent | Electronic | 23 | 0.14 | 550.62 | 6 | 3' LED Tube - 1 | 12
79 | Felix Morales Bldg | Hall | Common Area and Restrooms | 3990 |  | 2 | 24TP2L T8 (28w) | Troffer Parabolic | 2 | 4' 28w T8, Fluorescent | Electronic | 42 | 0.08 | 335.16 | 2 | 4' LED Tube - 2 | 30
80 | Felix Morales Bldg | Lab | Classroom | 2997 |  | 21 | 24TP2L T8 (28w) | Troffer Parabolic | 2 | 4' 28w T8, Fluorescent | Electronic | 42 | 0.88 | 2642.91 | 21 | 4' LED Tube - 2 HO | 36
82 | Felix Morales Bldg | Lab | Classroom | 2997 |  | 17 | 24TP2L T8 (28w) | Troffer Parabolic | 2 | 4' 28w T8, Fluorescent | Electronic | 42 | 0.71 | 2139.5 | 17 | 4' LED Tube - 2 HO | 36
84 | Felix Morales Bldg | Lab | Classroom | 2997 |  | 28 | 24TP2L T8 (28w) | Troffer Parabolic | 2 | 4' 28w T8, Fluorescent | Electronic | 42 | 1.18 | 3523.88 | 28 | 4' LED Tube - 2 HO | 36
85 | Felix Morales Bldg | Class | Classroom | 2997 |  | 8 | 24TP2L T8 (28w) | Troffer Parabolic | 2 | 4' 28w T8, Fluorescent | Electronic | 42 | 0.34 | 1006.82 | 8 | 4' LED Tube - 2 HO | 36
86 | Felix Morales Bldg | Class | Classroom | 2997 |  | 9 | 24TP2L T8 (28w) | Troffer Parabolic | 2 | 4' 28w T8, Fluorescent | Electronic | 42 | 0.38 | 1132.68 | 9 | 4' LED Tube - 2 HO | 36
87 | Felix Morales Bldg | Class | Classroom | 2997 |  | 9 | 24TP2L T8 (28w) | Troffer Parabolic | 2 | 4' 28w T8, Fluorescent | Electronic | 42 | 0.38 | 1132.68 | 9 | 4' LED Tube - 2 HO | 36
89 | Felix Morales Bldg | Office | Private Office | 3363 |  | 1 | 24TP3L T8 | Troffer Prismatic | 3 | 4' 32w T8, Fluorescent | Electronic | 85 | 0.09 | 285.86 | 1 | 4' LED Tube - 2 HO | 36
90 | Felix Morales Bldg | Office | Private Office | 3363 |  | 1 | 24TP3L T8 | Troffer Prismatic | 3 | 4' 32w T8, Fluorescent | Electronic | 85 | 0.09 | 285.86 | 1 | 4' LED Tube - 2 HO | 36
91 | Felix Morales Bldg | Stair Cove | Stairs and Elevators | 8760 |  | 18 | 4EC1L T8 | Egg Crate | 1 | 4' 32w T8, Fluorescent | Electronic | 28 | 0.5 | 4415.04 | 18 | 4' LED Tube - 1 | 15
92 | Felix Morales Bldg | Stair Cove | Stairs and Elevators | 8760 |  | 4 | 3EC1L T8 | Egg Crate | 1 | 3' 25w T8, Fluorescent | Electronic | 23 | 0.09 | 805.92 | 4 | 3' LED Tube - 1 | 12
93 | Felix Morales Bldg | Stairs to 3 | Stairs and Elevators | 8760 |  | 5 | MH-320 | HID | 1 | Metal Halide, 320w | Magnetic | 362 | 1.81 | 15855.6 | 5 | GTLED135 | 135
94 | Felix Morales Bldg | Stairs to 3 | Stairs and Elevators | 8760 |  | 2 | 14TP2L T8 (28w) | Troffer Prismatic | 2 | 4' 28w T8, Fluorescent | Electronic | 48 | 0.1 | 840.96 | 2 | 4' LED Tube - 2 | 30
96 | Felix Morales Bldg | Cove | Common Area and Restrooms | 3990 |  | 80 | 4EC1L T8 | Egg Crate | 1 | 4' 32w T8, Fluorescent | Electronic | 28 | 2.24 | 8937.6 | 80 | 4' LED Tube - 1 | 15
97 | Felix Morales Bldg | Class | Classroom | 2997 |  | 9 | 24TP2L T8 (28w) | Troffer Parabolic | 2 | 4' 28w T8, Fluorescent | Electronic | 42 | 0.38 | 1132.68 | 9 | 4' LED Tube - 2 HO | 36
98 | Felix Morales Bldg | Class | Classroom | 2997 |  | 9 | 24TP2L T8 (28w) | Troffer Parabolic | 2 | 4' 28w T8, Fluorescent | Electronic | 42 | 0.38 | 1132.68 | 9 | 4' LED Tube - 2 HO | 36
99 | Felix Morales Bldg | Class | Classroom | 2997 |  | 9 | 24TP2L T8 (28w) | Troffer Parabolic | 2 | 4' 28w T8, Fluorescent | Electronic | 42 | 0.38 | 1132.68 | 9 | 4' LED Tube - 2 HO | 36
100 | Felix Morales Bldg | Class | Classroom | 2997 |  | 9 | 24TP2L T8 (28w) | Troffer Parabolic | 2 | 4' 28w T8, Fluorescent | Electronic | 42 | 0.38 | 1132.68 | 9 | 4' LED Tube - 2 HO | 36
102 | Felix Morales Bldg | Stairs | Stairs and Elevators | 8760 |  | 10 | 14TP2L T8 (28w) | Troffer Prismatic | 2 | 4' 28w T8, Fluorescent | Electronic | 48 | 0.48 | 4204.8 | 10 | 4' LED Tube - 2 | 30
103 | Felix Morales Bldg | Class | Classroom | 2997 |  | 9 | 24TP2L T8 (28w) | Troffer Parabolic | 2 | 4' 28w T8, Fluorescent | Electronic | 42 | 0.38 | 1132.68 | 9 | 4' LED Tube - 2 HO | 36
105 | Felix Morales Bldg | Class | Classroom | 2997 |  | 9 | 24TP2L T8 (28w) | Troffer Parabolic | 2 | 4' 28w T8, Fluorescent | Electronic | 42 | 0.38 | 1132.68 | 9 | 4' LED Tube - 2 HO | 36
106 | Felix Morales Bldg | Class | Classroom | 2997 |  | 9 | 24TP2L T8 (28w) | Troffer Parabolic | 2 | 4' 28w T8, Fluorescent | Electronic | 42 | 0.38 | 1132.68 | 9 | 4' LED Tube - 2 HO | 36
107 | Felix Morales Bldg | WRR | Common Area and Restrooms | 3990 |  | 10 | 4EC1L T8 | Egg Crate | 1 | 4' 32w T8, Fluorescent | Electronic | 28 | 0.28 | 1117.2 | 10 | 4' LED Tube - 1 | 15
108 | Felix Morales Bldg | WRR | Common Area and Restrooms | 3990 |  | 2 | 4W2L T8 | Wrap | 2 | 4' 32w T8, Fluorescent | Electronic | 58 | 0.12 | 462.84 | 2 | 4' LED Tube - 2 | 30
110 | Felix Morales Bldg | MRR | Common Area and Restrooms | 3990 |  | 10 | 4EC1L T8 | Egg Crate | 1 | 4' 32w T8, Fluorescent | Electronic | 28 | 0.28 | 1117.2 | 10 | 4' LED Tube - 1 | 15
111 | Felix Morales Bldg | MRR | Common Area and Restrooms | 3990 |  | 2 | 4W2L T8 | Wrap | 2 | 4' 32w T8, Fluorescent | Electronic | 58 | 0.12 | 462.84 | 2 | 4' LED Tube - 2 | 30
113 | Felix Morales Bldg | Sky Light | Common Area and Restrooms | 3990 |  | 4 | 4W2L T8 | Wrap | 2 | 4' 32w T8, Fluorescent | Electronic | 58 | 0.23 | 925.68 | 4 | 4' LED Tube - 2 | 30
114 | Felix Morales Bldg | Class | Classroom | 2997 |  | 6 | 24TP2L T8 (28w) | Troffer Parabolic | 2 | 4' 28w T8, Fluorescent | Electronic | 42 | 0.25 | 755.12 | 6 | 4' LED Tube - 2 HO | 36
115 | Felix Morales Bldg | Class | Classroom | 2997 |  | 9 | 24TP2L T8 (28w) | Troffer Parabolic | 2 | 4' 28w T8, Fluorescent | Electronic | 42 | 0.38 | 1132.68 | 9 | 4' LED Tube - 2 HO | 36
116 | Felix Morales Bldg | Class | Classroom | 2997 |  | 9 | 24TP2L T8 (28w) | Troffer Parabolic | 2 | 4' 28w T8, Fluorescent | Electronic | 42 | 0.38 | 1132.68 | 9 | 4' LED Tube - 2 HO | 36
117 | Felix Morales Bldg | Class | Classroom | 2997 |  | 9 | 24TP2L T8 (28w) | Troffer Parabolic | 2 | 4' 28w T8, Fluorescent | Electronic | 42 | 0.38 | 1132.68 | 9 | 4' LED Tube - 2 HO | 36
118 | Felix Morales Bldg | Class | Classroom | 2997 |  | 9 | 24TP2L T8 (28w) | Troffer Parabolic | 2 | 4' 28w T8, Fluorescent | Electronic | 42 | 0.38 | 1132.68 | 9 | 4' LED Tube - 2 HO | 36
120 | Felix Morales Bldg | Class | Classroom | 2997 |  | 9 | 24TP3L T8 | Troffer Prismatic | 3 | 4' 32w T8, Fluorescent | Electronic | 85 | 0.77 | 2292.32 | 9 | 4' LED Tube - 2 HO | 36
122 | Felix Morales Bldg | Class | Classroom | 2997 |  | 9 | 24TP3L T8 | Troffer Prismatic | 3 | 4' 32w T8, Fluorescent | Electronic | 85 | 0.77 | 2292.32 | 9 | 4' LED Tube - 2 HO | 36
123 | Felix Morales Bldg | Class | Classroom | 2997 |  | 9 | 24TP3L T8 | Troffer Prismatic | 3 | 4' 32w T8, Fluorescent | Electronic | 85 | 0.77 | 2292.32 | 9 | 4' LED Tube - 2 HO | 36
124 | Felix Morales Bldg | Office | General Work Area | 3990 |  | 12 | 24TP3L T8 | Troffer Prismatic | 3 | 4' 32w T8, Fluorescent | Electronic | 85 | 1.02 | 4069.8 | 12 | 4' LED Tube - 2 HO | 36
128 | Felix Morales Bldg | Back Art Studio | General Work Area | 3990 |  | 15 | 24TP3L T8 | Troffer Prismatic | 3 | 4' 32w T8, Fluorescent | Electronic | 85 | 1.28 | 5087.25 | 15 | 4' LED Tube - 2 HO | 36
129 | Felix Morales Bldg | Poles | Exterior Lighting | 4380 |  | 16 | POLE MH-320 | Pole | 1 | Metal Halide, 320w | Magnetic | 362 | 5.79 | 25368.96 | 16 | GTLED135 | 135
130 | Felix Morales Bldg | Poles | Exterior Lighting | 4380 |  | 6 | POLE MH-250 | Pole | 1 | Metal Halide, 250w | Magnetic | 288 | 1.73 | 7568.64 | 6 | GTLED85 | 85
131 | Felix Morales Bldg | Ground Flood | Exterior Lighting | 4380 |  | 2 | FLOOD MH-100 | Flood | 1 | Metal Halide, 100w | Magnetic | 124 | 0.25 | 1086.24 | 2 | GTLED30 | 30
132 | Felix Morales Bldg | WP | Exterior Lighting | 4380 |  | 2 | WP MH-175 | Wall Pack | 1 | Metal Halide, 175w | Magnetic | 208 | 0.42 | 1822.08 | 2 | NFWPLED50 | 50
136 | Felix Morales Bldg | Dec Poles | Exterior Lighting | 4380 |  | 4 | POLE MH-250 | Pole | 1 | Metal Halide, 250w | Magnetic | 288 | 1.15 | 5045.76 | 4 | GTLED85 | 85
138 | Angela Morales Bldg | Lobby | Common Area and Restrooms | 3990 |  | 15 | 24PB3L T8 | Troffer Parabolic | 3 | 4' 32w T8, Fluorescent | Electronic | 85 | 1.28 | 5087.25 | 15 | 4' LED Tube - 3 | 45
139 | Angela Morales Bldg | Security | General Work Area | 3990 |  | 1 | 24PB3L T8 | Troffer Parabolic | 3 | 4' 32w T8, Fluorescent | Electronic | 85 | 0.09 | 339.15 | 1 | 4' LED Tube - 3 | 45
141 | Angela Morales Bldg | Back Entry | Common Area and Restrooms | 3990 |  | 4 | MH-150 | HID | 1 | Metal Halide, 150w | Magnetic | 183 | 0.73 | 2920.68 | 4 | GTLED30 | 30
143 | Angela Morales Bldg | Lecture Hall | Auditorium / Lecture Hall | 2997 |  | 30 | 24TP3L T8 | Troffer Prismatic | 3 | 4' 32w T8, Fluorescent | Electronic | 85 | 2.55 | 7641.08 | 30 | 4' LED Tube - 2 HO | 36
145 | Angela Morales Bldg | Hall | Common Area and Restrooms | 3990 |  | 8 | 24TP3L T8 | Troffer Prismatic | 3 | 4' 32w T8, Fluorescent | Electronic | 85 | 0.68 | 2713.2 | 8 | 4' LED Tube - 2 | 30
146 | Angela Morales Bldg | Bookstore | General Work Area | 3990 |  | 36 | 24PB3L T8 | Troffer Parabolic | 3 | 4' 32w T8, Fluorescent | Electronic | 85 | 3.06 | 12209.4 | 36 | 4' LED Tube - 3 | 45
147 | Angela Morales Bldg | Cove | General Work Area | 3990 |  | 17 | 4S2L T8 (28w) | Strip | 2 | 4' 28w T8, Fluorescent | Electronic | 48 | 0.82 | 3255.84 | 17 | 4' LED Tube - 2 | 30
148 | Angela Morales Bldg | Cove | General Work Area | 3990 |  | 3 | 3S2L T8 | Strip | 2 | 3' 25w T8, Fluorescent | Electronic | 46 | 0.14 | 550.62 | 3 | 3' LED Tube - 2 | 24
149 | Angela Morales Bldg | Receiving | General Work Area | 3990 |  | 4 | 8IH2L T8 | Industrial Hood | 2 | 8' 40w T8, Fluorescent | Electronic | 110 | 0.44 | 1755.6 | 4 | 4' LED Tube - 4 8' CK | 60
151 | Angela Morales Bldg | Office | Private Office | 3363 |  | 2 | 24TP2L T8 (28w) | Troffer Parabolic | 2 | 4' 28w T8, Fluorescent | Electronic | 42 | 0.08 | 282.49 | 2 | 4' LED Tube - 2 HO | 36
152 | Angela Morales Bldg | Display case | Display Case | 3990 |  | 3 | 3S2L T12 | Strip | 2 | 3' 25w T8, Fluorescent | Magnetic | 75 | 0.23 | 897.75 | 3 | 3' LED Tube - 2 | 24
154 | Angela Morales Bldg | Game Room | Lounge / Break Area | 3990 | 1 | 26 | 24TP3L T8 | Troffer Prismatic | 3 | 4' 32w T8, Fluorescent | Electronic | 85 | 2.21 | 5731.64 | 26 | 4' LED Tube - 2 | 30
156 | Angela Morales Bldg | Office | Private Office | 3363 |  | 1 | 24PB3L T8 | Troffer Parabolic | 3 | 4' 32w T8, Fluorescent | Electronic | 85 | 0.09 | 285.86 | 1 | 4' LED Tube - 3 | 45
158 | Angela Morales Bldg | MRR | Common Area and Restrooms | 3990 |  | 6 | 14TP2L T8 (28w) | Troffer Prismatic | 2 | 4' 28w T8, Fluorescent | Electronic | 48 | 0.29 | 1149.12 | 6 | 4' LED Tube - 2 | 30
159 | Angela Morales Bldg | WRR | Common Area and Restrooms | 3990 |  | 6 | 14TP2L T8 (28w) | Troffer Prismatic | 2 | 4' 28w T8, Fluorescent | Electronic | 48 | 0.29 | 1149.12 | 6 | 4' LED Tube - 2 | 30
161 | Angela Morales Bldg | Bullpen/Common | General Work Area | 3990 |  | 6 | 24TP2L T8 (28w) | Troffer Parabolic | 2 | 4' 28w T8, Fluorescent | Electronic | 42 | 0.25 | 1005.48 | 6 | 4' LED Tube - 2 HO | 36
162 | Angela Morales Bldg | Lounge | Lounge / Break Area | 3990 |  | 6 | 24TP3L T8 | Troffer Prismatic | 3 | 4' 32w T8, Fluorescent | Electronic | 85 | 0.51 | 2034.9 | 6 | 4' LED Tube - 2 | 30
163 | Angela Morales Bldg | Copy Room | General Work Area | 3990 |  | 3 | 24TP3L T8 | Troffer Prismatic | 3 | 4' 32w T8, Fluorescent | Electronic | 85 | 0.26 | 1017.45 | 3 | 4' LED Tube - 2 HO | 36
164 | Angela Morales Bldg | Mail Room | General Work Area | 3990 |  | 2 | 24TP2L T8 (28w) | Troffer Parabolic | 2 | 4' 28w T8, Fluorescent | Electronic | 42 | 0.08 | 335.16 | 2 | 4' LED Tube - 2 HO | 36
166 | Angela Morales Bldg | Conf Room | Meeting and Boardrooms | 2681 |  | 4 | 24TP2L T8 (28w) | Troffer Parabolic | 2 | 4' 28w T8, Fluorescent | Electronic | 42 | 0.17 | 450.45 | 4 | 4' LED Tube - 2 HO | 36
167 | Angela Morales Bldg | Pvt Office | Private Office | 3363 |  | 4 | 24TP2L T8 (28w) | Troffer Parabolic | 2 | 4' 28w T8, Fluorescent | Electronic | 42 | 0.17 | 564.98 | 4 | 4' LED Tube - 2 HO | 36
168 | Angela Morales Bldg | Pvt Office | Private Office | 3363 |  | 2 | 24TP2L T8 (28w) | Troffer Parabolic | 2 | 4' 28w T8, Fluorescent | Electronic | 42 | 0.08 | 282.49 | 2 | 4' LED Tube - 2 HO | 36
169 | Angela Morales Bldg | Pvt Office | Private Office | 3363 |  | 2 | 24TP2L T8 (28w) | Troffer Parabolic | 2 | 4' 28w T8, Fluorescent | Electronic | 42 | 0.08 | 282.49 | 2 | 4' LED Tube - 2 HO | 36
170 | Angela Morales Bldg | Pvt Office | Private Office | 3363 |  | 2 | 24TP2L T8 (28w) | Troffer Parabolic | 2 | 4' 28w T8, Fluorescent | Electronic | 42 | 0.08 | 282.49 | 2 | 4' LED Tube - 2 HO | 36
171 | Angela Morales Bldg | Pvt Office | Private Office | 3363 |  | 2 | 24TP2L T8 (28w) | Troffer Parabolic | 2 | 4' 28w T8, Fluorescent | Electronic | 42 | 0.08 | 282.49 | 2 | 4' LED Tube - 2 HO | 36
172 | Angela Morales Bldg | Pvt Office | Private Office | 3363 |  | 4 | 24TP3L T8 | Troffer Prismatic | 3 | 4' 32w T8, Fluorescent | Electronic | 85 | 0.34 | 1143.42 | 4 | 4' LED Tube - 2 HO | 36
173 | Angela Morales Bldg | Hall | Common Area and Restrooms | 3990 |  | 21 | 24TP2L T8 (28w) | Troffer Parabolic | 2 | 4' 28w T8, Fluorescent | Electronic | 42 | 0.88 | 3519.18 | 21 | 4' LED Tube - 2 | 30
178 | Angela Morales Bldg | Office | General Work Area | 3990 |  | 6 | 24PB3L T8 | Troffer Parabolic | 3 | 4' 32w T8, Fluorescent | Electronic | 85 | 0.51 | 2034.9 | 6 | 4' LED Tube - 3 | 45
181 | Angela Morales Bldg | Office | General Work Area | 3990 |  | 6 | 24PB3L T8 | Troffer Parabolic | 3 | 4' 32w T8, Fluorescent | Electronic | 85 | 0.51 | 2034.9 | 6 | 4' LED Tube - 3 | 45
182 | Angela Morales Bldg | Lab | Classroom | 2997 |  | 12 | 24PB3L T8 | Troffer Parabolic | 3 | 4' 32w T8, Fluorescent | Electronic | 85 | 1.02 | 3056.43 | 12 | 4' LED Tube - 3 | 45
184 | Angela Morales Bldg | Class | Classroom | 2997 |  | 12 | 24PB3L T8 | Troffer Parabolic | 3 | 4' 32w T8, Fluorescent | Electronic | 85 | 1.02 | 3056.43 | 12 | 4' LED Tube - 3 | 45
185 | Angela Morales Bldg | Comp Lab | Classroom | 2997 |  | 12 | 24PB3L T8 | Troffer Parabolic | 3 | 4' 32w T8, Fluorescent | Electronic | 85 | 1.02 | 3056.43 | 12 | 4' LED Tube - 3 | 45
186 | Angela Morales Bldg | Comp Lab | Classroom | 2997 |  | 15 | 24PB3L T8 | Troffer Parabolic | 3 | 4' 32w T8, Fluorescent | Electronic | 85 | 1.28 | 3820.54 | 15 | 4' LED Tube - 3 | 45
187 | Angela Morales Bldg | Comp Lab | Classroom | 2997 |  | 52 | 24PB3L T8 | Troffer Parabolic | 3 | 4' 32w T8, Fluorescent | Electronic | 85 | 4.42 | 13244.53 | 52 | 4' LED Tube - 3 | 45
188 | Angela Morales Bldg | Lab | Classroom | 2997 |  | 16 | 24PB3L T8 | Troffer Parabolic | 3 | 4' 32w T8, Fluorescent | Electronic | 85 | 1.36 | 4075.24 | 16 | 4' LED Tube - 3 | 45
189 | Angela Morales Bldg | Office | General Work Area | 3990 |  | 18 | 24PB3L T8 | Troffer Parabolic | 3 | 4' 32w T8, Fluorescent | Electronic | 85 | 1.53 | 6104.7 | 18 | 4' LED Tube - 3 | 45
190 | Angela Morales Bldg | Lab | Classroom | 2997 |  | 12 | 24PB3L T8 | Troffer Parabolic | 3 | 4' 32w T8, Fluorescent | Electronic | 85 | 1.02 | 3056.43 | 12 | 4' LED Tube - 3 | 45
191 | Angela Morales Bldg | Office | General Work Area | 3990 |  | 6 | 24PB3L T8 | Troffer Parabolic | 3 | 4' 32w T8, Fluorescent | Electronic | 85 | 0.51 | 2034.9 | 6 | 4' LED Tube - 3 | 45
192 | Angela Morales Bldg | Class | Classroom | 2997 |  | 6 | 24PB3L T8 | Troffer Parabolic | 3 | 4' 32w T8, Fluorescent | Electronic | 85 | 0.51 | 1528.22 | 6 | 4' LED Tube - 3 | 45
193 | Angela Morales Bldg | Class | Classroom | 2997 |  | 12 | 24PB3L T8 | Troffer Parabolic | 3 | 4' 32w T8, Fluorescent | Electronic | 85 | 1.02 | 3056.43 | 12 | 4' LED Tube - 3 | 45
194 | Angela Morales Bldg | WRR | Common Area and Restrooms | 3990 |  | 3 | 14TP2L T8 (28w) | Troffer Prismatic | 2 | 4' 28w T8, Fluorescent | Electronic | 48 | 0.14 | 574.56 | 3 | 4' LED Tube - 2 | 30
196 | Angela Morales Bldg | MRR | Common Area and Restrooms | 3990 |  | 3 | 14TP2L T8 (28w) | Troffer Prismatic | 2 | 4' 28w T8, Fluorescent | Electronic | 48 | 0.14 | 574.56 | 3 | 4' LED Tube - 2 | 30
198 | Angela Morales Bldg | Stairs | Stairs and Elevators | 8760 |  | 16 | 24TP2L T8 (28w) | Troffer Parabolic | 2 | 4' 28w T8, Fluorescent | Electronic | 42 | 0.67 | 5886.72 | 16 | 4' LED Tube - 2 | 30
199 | Angela Morales Bldg | Stairs | Stairs and Elevators | 8760 |  | 4 | 4W2L T8 | Wrap | 2 | 4' 32w T8, Fluorescent | Electronic | 58 | 0.23 | 2032.32 | 4 | 4' LED Tube - 2 | 30
206 | Angela Morales Bldg | Hall | Common Area and Restrooms | 3990 |  | 12 | 24PB3L T8 | Troffer Parabolic | 3 | 4' 32w T8, Fluorescent | Electronic | 85 | 1.02 | 4069.8 | 12 | 4' LED Tube - 3 | 45
215 | Angela Morales Bldg | Display | Display Case | 3990 |  | 8 | 4S1L T12 | Strip | 1 | 4' 34w T12, Fluorescent | Electronic | 43 | 0.34 | 1372.56 | 8 | 4' LED Tube - 1 | 15
217 | Angela Morales Bldg | Display | Display Case | 3990 |  | 4 | 4S1L T12 | Strip | 1 | 4' 34w T12, Fluorescent | Electronic | 43 | 0.17 | 686.28 | 4 | 4' LED Tube - 1 | 15
218 | Angela Morales Bldg | Display | Display Case | 3990 |  | 4 | 3S2L T12 | Strip | 2 | 3' 25w T8, Fluorescent | Magnetic | 75 | 0.3 | 1197 | 4 | 3' LED Tube - 2 | 24
226 | Angela Morales Bldg | WRR | Common Area and Restrooms | 3990 |  | 3 | 14TP2L T8 (28w) | Troffer Prismatic | 2 | 4' 28w T8, Fluorescent | Electronic | 48 | 0.14 | 574.56 | 3 | 4' LED Tube - 2 | 30
228 | Angela Morales Bldg | MRR | Common Area and Restrooms | 3990 |  | 3 | 14TP2L T8 (28w) | Troffer Prismatic | 2 | 4' 28w T8, Fluorescent | Electronic | 48 | 0.14 | 574.56 | 3 | 4' LED Tube - 2 | 30
231 | Angela Morales Bldg | Outside Dec Pole | Exterior Lighting | 4380 |  | 13 | POLE MH-250 | Pole | 1 | Metal Halide, 250w | Magnetic | 288 | 3.74 | 16398.72 | 13 | GTLED85 | 85
234 | Angela Morales Bldg | Poles | Exterior Lighting | 4380 |  | 30 | POLE MH-320 | Pole | 1 | Metal Halide, 320w | Magnetic | 362 | 10.86 | 47566.8 | 30 | GTLED135 | 135
235 | Angela Morales Bldg | Pole Flood | Exterior Lighting | 4380 |  | 2 | POLE MH-250 | Pole | 1 | Metal Halide, 250w | Magnetic | 288 | 0.58 | 2522.88 | 2 | GTLED85 | 85
236 | Parking Garage by Felix Morales | Poles | Exterior Lighting | 4380 |  | 9 | POLE MH-320 | Pole | 1 | Metal Halide, 320w | Magnetic | 362 | 3.26 | 14270.04 | 9 | GTLED135 | 135
237 | Parking Garage by Felix Morales | Poles | Exterior Lighting | 4380 |  | 14 | POLE MH-250 | Pole | 1 | Metal Halide, 250w | Magnetic | 288 | 4.03 | 17660.16 | 14 | GTLED85 | 85
238 | Parking Garage by Felix Morales | WP | Exterior Lighting | 4380 |  | 3 | WP MH-150 cutoff | Wallpack | 1 | Metal Halide, 150w | Magnetic | 183 | 0.55 | 2404.62 | 3 | NFWPLED50 | 50
239 | Parking Garage by Felix Morales | Stairs | Stairs and Elevators | 8760 |  | 16 | 4W2L T12 | Wrap | 2 | 4' 34w T12, Fluorescent | Magnetic | 82 | 1.31 | 11493.12 | 16 | 4' LED Tube - 2 | 30
240 | Parking Garage by Felix Morales | Garage | Parking Garage | 8760 |  | 252 | 4W2L T8 | Wrap | 2 | 4' 32w T8, Fluorescent | Electronic | 58 | 14.62 | 128071.2 | 252 | 4' LED Tube - 2 | 30
241 | Parking Garage by Felix Morales | Elev Lobby | Common Area and Restrooms | 3990 |  | 2 | 4W2L T8 | Wrap | 2 | 4' 32w T8, Fluorescent | Electronic | 58 | 0.12 | 462.84 | 2 | 4' LED Tube - 2 | 30
242 | Parking Garage by Felix Morales | Wall wash | Exterior Lighting | 4380 |  | 17 | MH-175 | HID | 1 | Metal Halide, 175w | Magnetic | 208 | 3.54 | 15487.68 | 17 | HW CC20 | 20
246 | Parking Garage by Felix Morales | Chiller Plant | General Work Area | 3990 |  | 3 | WP HPS-175 | Wall Pack | 1 | Metal Halide, 175w | Magnetic | 188 | 0.56 | 2250.36 | 3 | NFWPLED50 | 50
251 | Technology Bldg / Workforce Building | Class | Classroom | 2997 | 1 | 9 | 24TP3L T8 | Troffer Prismatic | 3 | 4' 32w T8, Fluorescent | Electronic | 85 | 0.77 | 1490.01 | 9 | 4' LED Tube - 2 HO | 36
252 | Technology Bldg / Workforce Building | Class | Classroom | 2997 | 1 | 9 | 24TP3L T8 | Troffer Prismatic | 3 | 4' 32w T8, Fluorescent | Electronic | 85 | 0.77 | 1490.01 | 9 | 4' LED Tube - 2 HO | 36
253 | Technology Bldg / Workforce Building | Class | Classroom | 2997 | 1 | 9 | 24TP3L T8 | Troffer Prismatic | 3 | 4' 32w T8, Fluorescent | Electronic | 85 | 0.77 | 1490.01 | 9 | 4' LED Tube - 2 HO | 36
254 | Technology Bldg / Workforce Building | Class | Classroom | 2997 | 1 | 9 | 24TP3L T8 | Troffer Prismatic | 3 | 4' 32w T8, Fluorescent | Electronic | 85 | 0.77 | 1490.01 | 9 | 4' LED Tube - 2 HO | 36
255 | Technology Bldg / Workforce Building | Class | Classroom | 2997 | 1 | 9 | 24TP3L T8 | Troffer Prismatic | 3 | 4' 32w T8, Fluorescent | Electronic | 85 | 0.77 | 1490.01 | 9 | 4' LED Tube - 2 HO | 36
256 | Technology Bldg / Workforce Building | Class | Classroom | 2997 | 1 | 9 | 24TP3L T8 | Troffer Prismatic | 3 | 4' 32w T8, Fluorescent | Electronic | 85 | 0.77 | 1490.01 | 9 | 4' LED Tube - 2 HO | 36
259 | Technology Bldg / Workforce Building | Mail Room | General Work Area | 3990 |  | 2 | 24TP3L T8 | Troffer Prismatic | 3 | 4' 32w T8, Fluorescent | Electronic | 85 | 0.17 | 678.3 | 2 | 4' LED Tube - 2 HO | 36
262 | Technology Bldg / Workforce Building | EKG Lab | General Work Area | 3990 | 1 | 24 | 24TP3L T8 | Troffer Prismatic | 3 | 4' 32w T8, Fluorescent | Electronic | 85 | 2.04 | 5290.74 | 24 | 4' LED Tube - 2 HO | 36
264 | Technology Bldg / Workforce Building | Lab | Classroom | 2997 |  | 12 | 24TP3L T8 | Troffer Prismatic | 3 | 4' 32w T8, Fluorescent | Electronic | 85 | 1.02 | 3056.43 | 12 | 4' LED Tube - 2 HO | 36
269 | Technology Bldg / Workforce Building | Cosmetology | General Work Area | 3990 |  | 7 | 4W2L T8 | Wrap | 2 | 4' 32w T8, Fluorescent | Electronic | 58 | 0.41 | 1619.94 | 7 | 4' LED Tube - 2 | 30
272 | Technology Bldg / Workforce Building | Office | Private Office | 3363 | 1 | 2 | 24TP3L T8 | Troffer Prismatic | 3 | 4' 32w T8, Fluorescent | Electronic | 85 | 0.17 | 371.61 | 2 | 4' LED Tube - 2 HO | 36
273 | Technology Bldg / Workforce Building | Right side | General Work Area | 3990 | 1 | 58 | 4W2L T8 | Wrap | 2 | 4' 32w T8, Fluorescent | Electronic | 58 | 3.36 | 8724.53 | 58 | 4' LED Tube - 2 | 30
275 | Technology Bldg / Workforce Building | Left side | General Work Area | 3990 | 1 | 64 | 4W2L T8 | Wrap | 2 | 4' 32w T8, Fluorescent | Electronic | 58 | 3.71 | 9627.07 | 64 | 4' LED Tube - 2 | 30
276 | Technology Bldg / Workforce Building | Copy Room | General Work Area | 3990 | 1 | 2 | 24TP3L T8 | Troffer Prismatic | 3 | 4' 32w T8, Fluorescent | Electronic | 85 | 0.17 | 440.9 | 2 | 4' LED Tube - 2 HO | 36
280 | Technology Bldg / Workforce Building | Laundry | General Work Area | 3990 | 1 | 2 | 24TP3L T8 | Troffer Prismatic | 3 | 4' 32w T8, Fluorescent | Electronic | 85 | 0.17 | 440.9 | 2 | 4' LED Tube - 2 HO | 36
281 | Technology Bldg / Workforce Building | Prep | General Work Area | 3990 | 1 | 2 | 24TP3L T8 | Troffer Prismatic | 3 | 4' 32w T8, Fluorescent | Electronic | 85 | 0.17 | 440.9 | 2 | 4' LED Tube - 2 HO | 36
282 | Technology Bldg / Workforce Building | Dry storage | General Work Area | 3990 | 1 | 2 | 24TP3L T8 | Troffer Prismatic | 3 | 4' 32w T8, Fluorescent | Electronic | 85 | 0.17 | 440.9 | 2 | 4' LED Tube - 2 HO | 36
283 | Technology Bldg / Workforce Building | Waxing | General Work Area | 3990 | 1 | 14 | 24TP3L T8 | Troffer Prismatic | 3 | 4' 32w T8, Fluorescent | Electronic | 85 | 1.19 | 3086.27 | 14 | 4' LED Tube - 2 HO | 36
285 | Technology Bldg / Workforce Building | Student Lounge | Lounge / Break Area | 3990 | 1 | 8 | 24TP3L T8 | Troffer Prismatic | 3 | 4' 32w T8, Fluorescent | Electronic | 85 | 0.68 | 1763.58 | 8 | 4' LED Tube - 2 | 30
291 | Technology Bldg / Workforce Building | Pvt Office | Private Office | 3363 | 1 | 4 | 24TP3L T8 | Troffer Prismatic | 3 | 4' 32w T8, Fluorescent | Electronic | 85 | 0.34 | 743.22 | 4 | 4' LED Tube - 2 HO | 36
292 | Technology Bldg / Workforce Building | Faculty bullpen | General Work Area | 3990 | 1 | 33 | 24TP3L T8 | Troffer Prismatic | 3 | 4' 32w T8, Fluorescent | Electronic | 85 | 2.81 | 7274.77 | 33 | 4' LED Tube - 2 HO | 36
293 | Technology Bldg / Workforce Building | Pvt Office | Private Office | 3363 | 1 | 2 | 24TP3L T8 | Troffer Prismatic | 3 | 4' 32w T8, Fluorescent | Electronic | 85 | 0.17 | 371.61 | 2 | 4' LED Tube - 2 HO | 36
294 | Technology Bldg / Workforce Building | Conf Room | Meeting and Boardrooms | 2681 | 1 | 6 | 24TP3L T8 | Troffer Prismatic | 3 | 4' 32w T8, Fluorescent | Electronic | 85 | 0.51 | 888.83 | 6 | 4' LED Tube - 2 HO | 36
295 | Technology Bldg / Workforce Building | Conf Room | Meeting and Boardrooms | 2681 |  | 2 | 24TP3L T8 | Troffer Prismatic | 3 | 4' 32w T8, Fluorescent | Electronic | 85 | 0.17 | 455.81 | 2 | 4' LED Tube - 2 HO | 36
299 | Technology Bldg / Workforce Building | Conference | Meeting and Boardrooms | 2681 | 1 | 2 | 24TP3L T8 | Troffer Prismatic | 3 | 4' 32w T8, Fluorescent | Electronic | 85 | 0.17 | 296.28 | 2 | 4' LED Tube - 2 HO | 36
300 | Technology Bldg / Workforce Building | Break Room | Lounge / Break Area | 3990 | 1 | 4 | 24TP3L T8 | Troffer Prismatic | 3 | 4' 32w T8, Fluorescent | Electronic | 85 | 0.34 | 881.79 | 4 | 4' LED Tube - 2 | 30
301 | Technology Bldg / Workforce Building | Hall | Common Area and Restrooms | 3990 |  | 5 | 24TP3L T8 | Troffer Prismatic | 3 | 4' 32w T8, Fluorescent | Electronic | 85 | 0.43 | 1695.75 | 5 | 4' LED Tube - 2 | 30
302 | Technology Bldg / Workforce Building | Pvt Office | Private Office | 3363 | 1 | 2 | 24TP3L T8 | Troffer Prismatic | 3 | 4' 32w T8, Fluorescent | Electronic | 85 | 0.17 | 371.61 | 2 | 4' LED Tube - 2 HO | 36
303 | Technology Bldg / Workforce Building | Pvt Office | Private Office | 3363 | 1 | 2 | 24TP3L T8 | Troffer Prismatic | 3 | 4' 32w T8, Fluorescent | Electronic | 85 | 0.17 | 371.61 | 2 | 4' LED Tube - 2 HO | 36
304 | Technology Bldg / Workforce Building | Pvt Office | Private Office | 3363 | 1 | 2 | 24TP3L T8 | Troffer Prismatic | 3 | 4' 32w T8, Fluorescent | Electronic | 85 | 0.17 | 371.61 | 2 | 4' LED Tube - 2 HO | 36
305 | Technology Bldg / Workforce Building | Pvt Office | Private Office | 3363 | 1 | 2 | 24TP3L T8 | Troffer Prismatic | 3 | 4' 32w T8, Fluorescent | Electronic | 85 | 0.17 | 371.61 | 2 | 4' LED Tube - 2 HO | 36
310 | Technology Bldg / Workforce Building | Class | Classroom | 2997 | 1 | 14 | 24TP3L T8 | Troffer Prismatic | 3 | 4' 32w T8, Fluorescent | Electronic | 85 | 1.19 | 2317.79 | 14 | 4' LED Tube - 2 HO | 36
311 | Technology Bldg / Workforce Building | Office Suite | General Work Area | 3990 | 1 | 16 | 24TP3L T8 | Troffer Prismatic | 3 | 4' 32w T8, Fluorescent | Electronic | 85 | 1.36 | 3527.16 | 16 | 4' LED Tube - 2 HO | 36
312 | Technology Bldg / Workforce Building | Pvt Office | Private Office | 3363 | 1 | 2 | 24TP3L T8 | Troffer Prismatic | 3 | 4' 32w T8, Fluorescent | Electronic | 85 | 0.17 | 371.61 | 2 | 4' LED Tube - 2 HO | 36
313 | Technology Bldg / Workforce Building | Pvt Office | Private Office | 3363 | 1 | 2 | 24TP3L T8 | Troffer Prismatic | 3 | 4' 32w T8, Fluorescent | Electronic | 85 | 0.17 | 371.61 | 2 | 4' LED Tube - 2 HO | 36
319 | Technology Bldg / Workforce Building | Lab | Classroom | 2997 | 1 | 9 | 24TP3L T8 | Troffer Prismatic | 3 | 4' 32w T8, Fluorescent | Electronic | 85 | 0.77 | 1490.01 | 9 | 4' LED Tube - 2 HO | 36
320 | Technology Bldg / Workforce Building | Class | Classroom | 2997 | 1 | 9 | 24TP3L T8 | Troffer Prismatic | 3 | 4' 32w T8, Fluorescent | Electronic | 85 | 0.77 | 1490.01 | 9 | 4' LED Tube - 2 HO | 36
321 | Technology Bldg / Workforce Building | Class | Classroom | 2997 | 1 | 9 | 24TP3L T8 | Troffer Prismatic | 3 | 4' 32w T8, Fluorescent | Electronic | 85 | 0.77 | 1490.01 | 9 | 4' LED Tube - 2 HO | 36
322 | Technology Bldg / Workforce Building | Class | Classroom | 2997 | 1 | 12 | 24TP3L T8 | Troffer Prismatic | 3 | 4' 32w T8, Fluorescent | Electronic | 85 | 1.02 | 1986.68 | 12 | 4' LED Tube - 2 HO | 36
323 | Technology Bldg / Workforce Building | Class | Classroom | 2997 | 1 | 9 | 24TP3L T8 | Troffer Prismatic | 3 | 4' 32w T8, Fluorescent | Electronic | 85 | 0.77 | 1490.01 | 9 | 4' LED Tube - 2 HO | 36
325 | Technology Bldg / Workforce Building | Class | Classroom | 2997 | 1 | 9 | 24TP3L T8 | Troffer Prismatic | 3 | 4' 32w T8, Fluorescent | Electronic | 85 | 0.77 | 1490.01 | 9 | 4' LED Tube - 2 HO | 36
326 | Technology Bldg / Workforce Building | Comp Lab | Classroom | 2997 | 1 | 9 | 24TP3L T8 | Troffer Prismatic | 3 | 4' 32w T8, Fluorescent | Electronic | 85 | 0.77 | 1490.01 | 9 | 4' LED Tube - 2 HO | 36
327 | Technology Bldg / Workforce Building | Comp Lab | Classroom | 2997 | 1 | 15 | 24TP3L T8 | Troffer Prismatic | 3 | 4' 32w T8, Fluorescent | Electronic | 85 | 1.28 | 2483.35 | 15 | 4' LED Tube - 2 HO | 36
328 | Technology Bldg / Workforce Building | Class | Classroom | 2997 | 1 | 9 | 24TP3L T8 | Troffer Prismatic | 3 | 4' 32w T8, Fluorescent | Electronic | 85 | 0.77 | 1490.01 | 9 | 4' LED Tube - 2 HO | 36
329 | Technology Bldg / Workforce Building | Class | Classroom | 2997 | 1 | 9 | 24TP3L T8 | Troffer Prismatic | 3 | 4' 32w T8, Fluorescent | Electronic | 85 | 0.77 | 1490.01 | 9 | 4' LED Tube - 2 HO | 36
335 | Technology Bldg / Workforce Building | Student Lounge | Lounge / Break Area | 3990 | 1 | 8 | 24TP3L T8 | Troffer Prismatic | 3 | 4' 32w T8, Fluorescent | Electronic | 85 | 0.68 | 1763.58 | 8 | 4' LED Tube - 2 | 30
336 | Technology Bldg / Workforce Building | Class | Classroom | 2997 | 1 | 8 | 24TP3L T8 | Troffer Prismatic | 3 | 4' 32w T8, Fluorescent | Electronic | 85 | 0.68 | 1324.45 | 8 | 4' LED Tube - 2 HO | 36
337 | Technology Bldg / Workforce Building | Class | Classroom | 2997 | 1 | 12 | 24TP3L T8 | Troffer Prismatic | 3 | 4' 32w T8, Fluorescent | Electronic | 85 | 1.02 | 1986.68 | 12 | 4' LED Tube - 2 HO | 36
338 | Technology Bldg / Workforce Building | Comp Lab | Classroom | 2997 | 1 | 12 | 24TP3L T8 | Troffer Prismatic | 3 | 4' 32w T8, Fluorescent | Electronic | 85 | 1.02 | 1986.68 | 12 | 4' LED Tube - 2 HO | 36
341 | Technology Bldg / Workforce Building | Class | Classroom | 2997 | 1 | 8 | 24TP3L T8 | Troffer Prismatic | 3 | 4' 32w T8, Fluorescent | Electronic | 85 | 0.68 | 1324.45 | 8 | 4' LED Tube - 2 HO | 36
342 | Technology Bldg / Workforce Building | Lab | Classroom | 2997 | 1 | 10 | 24TP3L T8 | Troffer Prismatic | 3 | 4' 32w T8, Fluorescent | Electronic | 85 | 0.85 | 1655.57 | 10 | 4' LED Tube - 2 HO | 36
343 | Technology Bldg / Workforce Building | Chemicals | Classroom | 2997 | 1 | 3 | 24TP3L T8 | Troffer Prismatic | 3 | 4' 32w T8, Fluorescent | Electronic | 85 | 0.26 | 496.67 | 3 | 4' LED Tube - 2 HO | 36
353 | Technology Bldg / Workforce Building | Office Suite | General Work Area | 3990 | 1 | 3 | 24TP3L T8 | Troffer Prismatic | 3 | 4' 32w T8, Fluorescent | Electronic | 85 | 0.26 | 661.34 | 3 | 4' LED Tube - 2 HO | 36
354 | Technology Bldg / Workforce Building | Conf Room | Meeting and Boardrooms | 2681 | 1 | 4 | 24TP3L T8 | Troffer Prismatic | 3 | 4' 32w T8, Fluorescent | Electronic | 85 | 0.34 | 592.56 | 4 | 4' LED Tube - 2 HO | 36
356 | Technology Bldg / Workforce Building | Pvt Office | Private Office | 3363 | 1 | 3 | 24TP3L T8 | Troffer Prismatic | 3 | 4' 32w T8, Fluorescent | Electronic | 85 | 0.26 | 557.42 | 3 | 4' LED Tube - 2 HO | 36
357 | Technology Bldg / Workforce Building | Class | Classroom | 2997 | 1 | 10 | 24TP3L T8 | Troffer Prismatic | 3 | 4' 32w T8, Fluorescent | Electronic | 85 | 0.85 | 1655.57 | 10 | 4' LED Tube - 2 HO | 36
360 | Technology Bldg / Workforce Building | Lab | Classroom | 2997 | 1 | 12 | 24TP3L T8 | Troffer Prismatic | 3 | 4' 32w T8, Fluorescent | Electronic | 85 | 1.02 | 1986.68 | 12 | 4' LED Tube - 2 HO | 36
361 | Technology Bldg / Workforce Building | Class | Classroom | 2997 | 1 | 37 | 24TP3L T8 | Troffer Prismatic | 3 | 4' 32w T8, Fluorescent | Electronic | 85 | 3.15 | 6125.6 | 37 | 4' LED Tube - 2 HO | 36
363 | Technology Bldg / Workforce Building | Stairs | Stairs and Elevators | 8760 |  | 10 | 4S2L T8 (28w) | Strip | 2 | 4' 28w T8, Fluorescent | Electronic | 48 | 0.48 | 4204.8 | 10 | 4' LED Tube - 2 | 30
364 | Technology Bldg / Workforce Building | Stairs | Stairs and Elevators | 8760 |  | 10 | 8VT2L T8 | Vapor Tight | 2 | 8' 40w T8, Fluorescent | Electronic | 107 | 1.07 | 9373.2 | 10 | NF8VTLED4 | 4
370 | Technology Bldg / Workforce Building | Dec Poles | Exterior Lighting | 4380 |  | 8 | MH-250 | HID | 1 | Metal Halide, 250w | Magnetic | 288 | 2.3 | 10091.52 | 8 | GTLED75 | 75
371 | Technology Bldg / Workforce Building | Front Lot Poles | Exterior Lighting | 4380 |  | 19 | POLE MH-320 | Pole | 1 | Metal Halide, 320w | Magnetic | 362 | 6.88 | 30125.64 | 19 | GTLED135 | 135
375 | Felix Fraga Bldg (Drennan) | Admin | General Work Area | 3990 |  | 6 | 24PB3L T8 | Troffer Parabolic | 3 | 4' 32w T8, Fluorescent | Electronic | 85 | 0.51 | 2034.9 | 6 | 4' LED Tube - 3 | 45
376 | Felix Fraga Bldg (Drennan) | Pvt Office | Private Office | 3363 |  | 2 | 24PB3L T8 | Troffer Parabolic | 3 | 4' 32w T8, Fluorescent | Electronic | 85 | 0.17 | 571.71 | 2 | 4' LED Tube - 3 | 45
377 | Felix Fraga Bldg (Drennan) | Pvt Office | Private Office | 3363 |  | 2 | 24PB3L T8 | Troffer Parabolic | 3 | 4' 32w T8, Fluorescent | Electronic | 85 | 0.17 | 571.71 | 2 | 4' LED Tube - 3 | 45
378 | Felix Fraga Bldg (Drennan) | Pvt Office | Private Office | 3363 |  | 2 | 24PB3L T8 | Troffer Parabolic | 3 | 4' 32w T8, Fluorescent | Electronic | 85 | 0.17 | 571.71 | 2 | 4' LED Tube - 3 | 45
379 | Felix Fraga Bldg (Drennan) | Conf Room | Meeting and Boardrooms | 2681 |  | 3 | 24PB3L T8 | Troffer Parabolic | 3 | 4' 32w T8, Fluorescent | Electronic | 85 | 0.26 | 683.72 | 3 | 4' LED Tube - 3 | 45
381 | Felix Fraga Bldg (Drennan) | Bullpen | General Work Area | 3990 | 1 | 54 | 4ID2L T8 (28w) | Indirect | 2 | 4' 28w T8, Fluorescent | Electronic | 48 | 2.59 | 6722.35 | 54 | 4' LED Tube - 2 | 30
382 | Felix Fraga Bldg (Drennan) | Conf Room | Meeting and Boardrooms | 2681 | 1 | 2 | 24PB3L T8 | Troffer Parabolic | 3 | 4' 32w T8, Fluorescent | Electronic | 85 | 0.17 | 296.28 | 2 | 4' LED Tube - 3 | 45
383 | Felix Fraga Bldg (Drennan) | Bullpen | General Work Area | 3990 | 1 | 16 | 4ID2L T8 (28w) | Indirect | 2 | 4' 28w T8, Fluorescent | Electronic | 48 | 0.77 | 1991.81 | 16 | 4' LED Tube - 2 | 30
385 | Felix Fraga Bldg (Drennan) | Bullpen | General Work Area | 3990 | 1 | 4 | 4ID2L T8 (28w) | Indirect | 2 | 4' 28w T8, Fluorescent | Electronic | 48 | 0.19 | 497.95 | 4 | 4' LED Tube - 2 | 30
386 | Felix Fraga Bldg (Drennan) | Kitchen | Break and Lounge Areas | 3990 | 1 | 6 | 4ID2L T8 (28w) | Indirect | 2 | 4' 28w T8, Fluorescent | Electronic | 48 | 0.29 | 746.93 | 6 | 4' LED Tube - 2 | 30
388 | Felix Fraga Bldg (Drennan) | Copy Area | General Work Area | 3990 | 1 | 2 | 24PB3L T8 | Troffer Parabolic | 3 | 4' 32w T8, Fluorescent | Electronic | 85 | 0.17 | 440.9 | 2 | 4' LED Tube - 3 | 45
390 | Felix Fraga Bldg (Drennan) | Pvt Office | Private Office | 3363 |  | 2 | 24PB3L T8 | Troffer Parabolic | 3 | 4' 32w T8, Fluorescent | Electronic | 85 | 0.17 | 571.71 | 2 | 4' LED Tube - 3 | 45
392 | Felix Fraga Bldg (Drennan) | Cashier | General Work Area | 3990 |  | 6 | 24PB3L T8 | Troffer Parabolic | 3 | 4' 32w T8, Fluorescent | Electronic | 85 | 0.51 | 2034.9 | 6 | 4' LED Tube - 3 | 45
393 | Felix Fraga Bldg (Drennan) | Copy Area | General Work Area | 3990 |  | 2 | 24PB3L T8 | Troffer Parabolic | 3 | 4' 32w T8, Fluorescent | Electronic | 85 | 0.17 | 678.3 | 2 | 4' LED Tube - 3 | 45
394 | Felix Fraga Bldg (Drennan) | Pvt Office | Private Office | 3363 |  | 2 | 24PB3L T8 | Troffer Parabolic | 3 | 4' 32w T8, Fluorescent | Electronic | 85 | 0.17 | 571.71 | 2 | 4' LED Tube - 3 | 45
395 | Felix Fraga Bldg (Drennan) | Pvt Office | Private Office | 3363 |  | 2 | 24PB3L T8 | Troffer Parabolic | 3 | 4' 32w T8, Fluorescent | Electronic | 85 | 0.17 | 571.71 | 2 | 4' LED Tube - 3 | 45
397 | Felix Fraga Bldg (Drennan) | Counting Room | General Work Area | 3990 |  | 2 | 24PB3L T8 | Troffer Parabolic | 3 | 4' 32w T8, Fluorescent | Electronic | 85 | 0.17 | 678.3 | 2 | 4' LED Tube - 3 | 45
400 | Felix Fraga Bldg (Drennan) | Common Area | Common Area and Restrooms | 3990 |  | 25 | 24PB3L T8 | Troffer Parabolic | 3 | 4' 32w T8, Fluorescent | Electronic | 85 | 2.13 | 8478.75 | 25 | 4' LED Tube - 3 | 45
402 | Felix Fraga Bldg (Drennan) | Pvt Office | Private Office | 3363 | 1 | 2 | 24PB3L T8 | Troffer Parabolic | 3 | 4' 32w T8, Fluorescent | Electronic | 85 | 0.17 | 371.61 | 2 | 4' LED Tube - 3 | 45
403 | Felix Fraga Bldg (Drennan) | Pvt Office | Private Office | 3363 | 1 | 2 | 24PB3L T8 | Troffer Parabolic | 3 | 4' 32w T8, Fluorescent | Electronic | 85 | 0.17 | 371.61 | 2 | 4' LED Tube - 3 | 45
404 | Felix Fraga Bldg (Drennan) | Pvt Office | Private Office | 3363 | 1 | 2 | 24PB3L T8 | Troffer Parabolic | 3 | 4' 32w T8, Fluorescent | Electronic | 85 | 0.17 | 371.61 | 2 | 4' LED Tube - 3 | 45
405 | Felix Fraga Bldg (Drennan) | Pvt Office | Private Office | 3363 | 1 | 2 | 24PB3L T8 | Troffer Parabolic | 3 | 4' 32w T8, Fluorescent | Electronic | 85 | 0.17 | 371.61 | 2 | 4' LED Tube - 3 | 45
406 | Felix Fraga Bldg (Drennan) | Pvt Office | Private Office | 3363 | 1 | 2 | 24PB3L T8 | Troffer Parabolic | 3 | 4' 32w T8, Fluorescent | Electronic | 85 | 0.17 | 371.61 | 2 | 4' LED Tube - 3 | 45
407 | Felix Fraga Bldg (Drennan) | Pvt Office | Private Office | 3363 | 1 | 2 | 24PB3L T8 | Troffer Parabolic | 3 | 4' 32w T8, Fluorescent | Electronic | 85 | 0.17 | 371.61 | 2 | 4' LED Tube - 3 | 45
408 | Felix Fraga Bldg (Drennan) | Pvt Office | Private Office | 3363 | 1 | 2 | 24PB3L T8 | Troffer Parabolic | 3 | 4' 32w T8, Fluorescent | Electronic | 85 | 0.17 | 371.61 | 2 | 4' LED Tube - 3 | 45
409 | Felix Fraga Bldg (Drennan) | Conf Room | Meeting and Boardrooms | 2681 | 1 | 2 | 24PB3L T8 | Troffer Parabolic | 3 | 4' 32w T8, Fluorescent | Electronic | 85 | 0.17 | 296.28 | 2 | 4' LED Tube - 3 | 45
411 | Felix Fraga Bldg (Drennan) | Work Room | General Work Area | 3990 |  | 1 | 24TP2L T8 (28w) | Troffer Parabolic | 2 | 4' 28w T8, Fluorescent | Electronic | 42 | 0.04 | 167.58 | 1 | 4' LED Tube - 2 HO | 36
413 | Felix Fraga Bldg (Drennan) | Break Room | Lounge / Break Area | 3990 | 1 | 2 | 24TP2L T8 (28w) | Troffer Parabolic | 2 | 4' 28w T8, Fluorescent | Electronic | 42 | 0.08 | 217.85 | 2 | 4' LED Tube - 2 | 30
415 | Felix Fraga Bldg (Drennan) | Testing | General Work Area | 3990 | 1 | 9 | 24PB3L T8 | Troffer Parabolic | 3 | 4' 32w T8, Fluorescent | Electronic | 85 | 0.77 | 1984.03 | 9 | 4' LED Tube - 3 | 45
416 | Felix Fraga Bldg (Drennan) | Proctor | General Work Area | 3990 |  | 2 | 24PB3L T8 | Troffer Parabolic | 3 | 4' 32w T8, Fluorescent | Electronic | 85 | 0.17 | 678.3 | 2 | 4' LED Tube - 3 | 45
419 | Felix Fraga Bldg (Drennan) | Testing | General Work Area | 3990 |  | 9 | 24PB3L T8 | Troffer Parabolic | 3 | 4' 32w T8, Fluorescent | Electronic | 85 | 0.77 | 3052.35 | 9 | 4' LED Tube - 3 | 45
420 | Felix Fraga Bldg (Drennan) | Hall | Common Area and Restrooms | 3990 |  | 5 | 24TP2L T8 (28w) | Troffer Parabolic | 2 | 4' 28w T8, Fluorescent | Electronic | 42 | 0.21 | 837.9 | 5 | 4' LED Tube - 2 | 30
425 | Felix Fraga Bldg (Drennan) | Office | General Work Area | 3990 |  | 9 | 24TP2L T8 (28w) | Troffer Parabolic | 2 | 4' 28w T8, Fluorescent | Electronic | 42 | 0.38 | 1508.22 | 9 | 4' LED Tube - 2 HO | 36
427 | Felix Fraga Bldg (Drennan) | Receiving | General Work Area | 3990 |  | 14 | 4S2L T8 (28w) | Strip | 2 | 4' 28w T8, Fluorescent | Electronic | 48 | 0.67 | 2681.28 | 14 | 4' LED Tube - 2 | 30
428 | Felix Fraga Bldg (Drennan) | Receiving | General Work Area | 3990 |  | 2 | 24TP3L T8 | Troffer Prismatic | 3 | 4' 32w T8, Fluorescent | Electronic | 85 | 0.17 | 678.3 | 2 | 4' LED Tube - 2 HO | 36
429 | Felix Fraga Bldg (Drennan) | Mail Room | General Work Area | 3990 |  | 2 | 24TP2L T8 (28w) | Troffer Parabolic | 2 | 4' 28w T8, Fluorescent | Electronic | 42 | 0.08 | 335.16 | 2 | 4' LED Tube - 2 HO | 36
431 | Felix Fraga Bldg (Drennan) | Lobby | Common Area and Restrooms | 3990 |  | 36 | 3S2L T8 | Strip | 2 | 3' 25w T8, Fluorescent | Electronic | 46 | 1.66 | 6607.44 | 6 | 3' LED Tube - 2 | 24
433 | Felix Fraga Bldg (Drennan) | MRR | Common Area and Restrooms | 3990 |  | 6 | 4S1L T8 (28w) | Strip | 1 | 4' 28w T8, Fluorescent | Electronic | 25 | 0.15 | 598.5 | 6 | 4' LED Tube - 1 | 15
435 | Felix Fraga Bldg (Drennan) | WRR | Common Area and Restrooms | 3990 |  | 6 | 4S1L T8 (28w) | Strip | 1 | 4' 28w T8, Fluorescent | Electronic | 25 | 0.15 | 598.5 | 6 | 4' LED Tube - 1 | 15
440 | Felix Fraga Bldg (Drennan) | Comp Lab | Classroom | 2997 |  | 16 | 4ID2L T8 (28w) | Indirect | 2 | 4' 28w T8, Fluorescent | Electronic | 48 | 0.77 | 2301.31 | 16 | 4' LED Tube - 2 | 30
441 | Felix Fraga Bldg (Drennan) | Office | Private Office | 3363 | 1 | 4 | 24PB3L T8 | Troffer Parabolic | 3 | 4' 32w T8, Fluorescent | Electronic | 85 | 0.34 | 743.22 | 4 | 4' LED Tube - 3 | 45
443 | Felix Fraga Bldg (Drennan) | Cross Hall | Common Area and Restrooms | 3990 |  | 2 | 24TP2L T8 (28w) | Troffer Parabolic | 2 | 4' 28w T8, Fluorescent | Electronic | 42 | 0.08 | 335.16 | 2 | 4' LED Tube - 2 | 30
444 | Felix Fraga Bldg (Drennan) | Hall | Common Area and Restrooms | 3990 |  | 8 | 24TP2L T8 (28w) | Troffer Parabolic | 2 | 4' 28w T8, Fluorescent | Electronic | 42 | 0.34 | 1340.64 | 8 | 4' LED Tube - 2 | 30
446 | Felix Fraga Bldg (Drennan) | Class | Classroom | 2997 | 1 | 9 | 24TP3L T8 | Troffer Prismatic | 3 | 4' 32w T8, Fluorescent | Electronic | 85 | 0.77 | 1490.01 | 9 | 4' LED Tube - 2 HO | 36
447 | Felix Fraga Bldg (Drennan) | Class | Classroom | 2997 | 1 | 9 | 24TP3L T8 | Troffer Prismatic | 3 | 4' 32w T8, Fluorescent | Electronic | 85 | 0.77 | 1490.01 | 9 | 4' LED Tube - 2 HO | 36
448 | Felix Fraga Bldg (Drennan) | Class | Classroom | 2997 | 1 | 9 | 24TP3L T8 | Troffer Prismatic | 3 | 4' 32w T8, Fluorescent | Electronic | 85 | 0.77 | 1490.01 | 9 | 4' LED Tube - 2 HO | 36
449 | Felix Fraga Bldg (Drennan) | Class | Classroom | 2997 | 1 | 9 | 24TP3L T8 | Troffer Prismatic | 3 | 4' 32w T8, Fluorescent | Electronic | 85 | 0.77 | 1490.01 | 9 | 4' LED Tube - 2 HO | 36
450 | Felix Fraga Bldg (Drennan) | Class | Classroom | 2997 | 1 | 9 | 24TP3L T8 | Troffer Prismatic | 3 | 4' 32w T8, Fluorescent | Electronic | 85 | 0.77 | 1490.01 | 9 | 4' LED Tube - 2 HO | 36
451 | Felix Fraga Bldg (Drennan) | Back Hall | Common Area and Restrooms | 3990 | 1 | 4 | 24TP3L T8 | Troffer Prismatic | 3 | 4' 32w T8, Fluorescent | Electronic | 85 | 0.34 | 881.79 | 4 | 4' LED Tube - 2 | 30
452 | Felix Fraga Bldg (Drennan) | Class | Classroom | 2997 | 1 | 9 | 24TP3L T8 | Troffer Prismatic | 3 | 4' 32w T8, Fluorescent | Electronic | 85 | 0.77 | 1490.01 | 9 | 4' LED Tube - 2 HO | 36
453 | Felix Fraga Bldg (Drennan) | Class | Classroom | 2997 | 1 | 9 | 24TP3L T8 | Troffer Prismatic | 3 | 4' 32w T8, Fluorescent | Electronic | 85 | 0.77 | 1490.01 | 9 | 4' LED Tube - 2 HO | 36
457 | Felix Fraga Bldg (Drennan) | MRR | Common Area and Restrooms | 3990 |  | 6 | 4S1L T8 (28w) | Strip | 1 | 4' 28w T8, Fluorescent | Electronic | 25 | 0.15 | 598.5 | 6 | 4' LED Tube - 1 | 15
459 | Felix Fraga Bldg (Drennan) | WRR | Common Area and Restrooms | 3990 |  | 6 | 4S1L T8 (28w) | Strip | 1 | 4' 28w T8, Fluorescent | Electronic | 25 | 0.15 | 598.5 | 6 | 4' LED Tube - 1 | 15
460 | Felix Fraga Bldg (Drennan) | Office | General Work Area | 3990 |  | 8 | 4ID2L T8 (28w) | Indirect | 2 | 4' 28w T8, Fluorescent | Electronic | 48 | 0.38 | 1532.16 | 8 | 4' LED Tube - 2 | 30
461 | Felix Fraga Bldg (Drennan) | Office | Private Office | 3363 |  | 5 | 24PB3L T8 | Troffer Parabolic | 3 | 4' 32w T8, Fluorescent | Electronic | 85 | 0.43 | 1429.28 | 5 | 4' LED Tube - 3 | 45
462 | Felix Fraga Bldg (Drennan) | Pvt Office | Private Office | 3363 |  | 2 | 24PB3L T8 | Troffer Parabolic | 3 | 4' 32w T8, Fluorescent | Electronic | 85 | 0.17 | 571.71 | 2 | 4' LED Tube - 3 | 45
463 | Felix Fraga Bldg (Drennan) | Pvt Office | Private Office | 3363 |  | 2 | 24PB3L T8 | Troffer Parabolic | 3 | 4' 32w T8, Fluorescent | Electronic | 85 | 0.17 | 571.71 | 2 | 4' LED Tube - 3 | 45
464 | Felix Fraga Bldg (Drennan) | Pvt Office | Private Office | 3363 |  | 2 | 24PB3L T8 | Troffer Parabolic | 3 | 4' 32w T8, Fluorescent | Electronic | 85 | 0.17 | 571.71 | 2 | 4' LED Tube - 3 | 45
466 | Felix Fraga Bldg (Drennan) | Hall | Common Area and Restrooms | 3990 |  | 2 | 24TP2L T8 (28w) | Troffer Parabolic | 2 | 4' 28w T8, Fluorescent | Electronic | 42 | 0.08 | 335.16 | 2 | 4' LED Tube - 2 | 30
468 | Felix Fraga Bldg (Drennan) | Hall | Common Area and Restrooms | 3990 |  | 8 | 24TP2L T8 (28w) | Troffer Parabolic | 2 | 4' 28w T8, Fluorescent | Electronic | 42 | 0.34 | 1340.64 | 8 | 4' LED Tube - 2 | 30
470 | Felix Fraga Bldg (Drennan) | Class | Classroom | 2997 |  | 9 | 24PB3L T8 | Troffer Parabolic | 3 | 4' 32w T8, Fluorescent | Electronic | 85 | 0.77 | 2292.32 | 9 | 4' LED Tube - 3 | 45
471 | Felix Fraga Bldg (Drennan) | Class | Classroom | 2997 |  | 9 | 24PB3L T8 | Troffer Parabolic | 3 | 4' 32w T8, Fluorescent | Electronic | 85 | 0.77 | 2292.32 | 9 | 4' LED Tube - 3 | 45
472 | Felix Fraga Bldg (Drennan) | Class | Classroom | 2997 |  | 9 | 24PB3L T8 | Troffer Parabolic | 3 | 4' 32w T8, Fluorescent | Electronic | 85 | 0.77 | 2292.32 | 9 | 4' LED Tube - 3 | 45
473 | Felix Fraga Bldg (Drennan) | Lab | Classroom | 2997 |  | 12 | 24PB3L T8 | Troffer Parabolic | 3 | 4' 32w T8, Fluorescent | Electronic | 85 | 1.02 | 3056.43 | 12 | 4' LED Tube - 3 | 45
474 | Felix Fraga Bldg (Drennan) | Lab | Classroom | 2997 |  | 12 | 24PB3L T8 | Troffer Parabolic | 3 | 4' 32w T8, Fluorescent | Electronic | 85 | 1.02 | 3056.43 | 12 | 4' LED Tube - 3 | 45
475 | Felix Fraga Bldg (Drennan) | Lab | Classroom | 2997 |  | 12 | 24PB3L T8 | Troffer Parabolic | 3 | 4' 32w T8, Fluorescent | Electronic | 85 | 1.02 | 3056.43 | 12 | 4' LED Tube - 3 | 45
476 | Felix Fraga Bldg (Drennan) | Lab | Classroom | 2997 |  | 12 | 24PB3L T8 | Troffer Parabolic | 3 | 4' 32w T8, Fluorescent | Electronic | 85 | 1.02 | 3056.43 | 12 | 4' LED Tube - 3 | 45
477 | Felix Fraga Bldg (Drennan) | Prep | Classroom | 2997 |  | 3 | 24PB3L T8 | Troffer Parabolic | 3 | 4' 32w T8, Fluorescent | Electronic | 85 | 0.26 | 764.11 | 3 | 4' LED Tube - 3 | 45
478 | Felix Fraga Bldg (Drennan) | Hall | Common Area and Restrooms | 3990 |  | 4 | 24TP2L T8 (28w) | Troffer Parabolic | 2 | 4' 28w T8, Fluorescent | Electronic | 42 | 0.17 | 670.32 | 4 | 4' LED Tube - 2 | 30
481 | Felix Fraga Bldg (Drennan) | Class | Classroom | 2997 |  | 9 | 24TP3L T8 | Troffer Prismatic | 3 | 4' 32w T8, Fluorescent | Electronic | 85 | 0.77 | 2292.32 | 9 | 4' LED Tube - 2 HO | 36
482 | Felix Fraga Bldg (Drennan) | Comp Lab | Classroom | 2997 |  | 9 | 24TP3L T8 | Troffer Prismatic | 3 | 4' 32w T8, Fluorescent | Electronic | 85 | 0.77 | 2292.32 | 9 | 4' LED Tube - 2 HO | 36
487 | Felix Fraga Bldg (Drennan) | Class | Classroom | 2997 |  | 9 | 24PB3L T8 | Troffer Parabolic | 3 | 4' 32w T8, Fluorescent | Electronic | 85 | 0.77 | 2292.32 | 9 | 4' LED Tube - 3 | 45
488 | Felix Fraga Bldg (Drennan) | Hall | Common Area and Restrooms | 3990 |  | 8 | 24TP2L T8 (28w) | Troffer Parabolic | 2 | 4' 28w T8, Fluorescent | Electronic | 42 | 0.34 | 1340.64 | 8 | 4' LED Tube - 2 | 30
489 | Felix Fraga Bldg (Drennan) | Class | Classroom | 2997 |  | 9 | 24PB3L T8 | Troffer Parabolic | 3 | 4' 32w T8, Fluorescent | Electronic | 85 | 0.77 | 2292.32 | 9 | 4' LED Tube - 3 | 45
490 | Felix Fraga Bldg (Drennan) | Class | Classroom | 2997 |  | 9 | 24PB3L T8 | Troffer Parabolic | 3 | 4' 32w T8, Fluorescent | Electronic | 85 | 0.77 | 2292.32 | 9 | 4' LED Tube - 3 | 45
491 | Felix Fraga Bldg (Drennan) | Hall | Common Area and Restrooms | 3990 |  | 9 | 24TP2L T8 (28w) | Troffer Parabolic | 2 | 4' 28w T8, Fluorescent | Electronic | 42 | 0.38 | 1508.22 | 9 | 4' LED Tube - 2 | 30
492 | Felix Fraga Bldg (Drennan) | Class | Classroom | 2997 |  | 9 | 24PB3L T8 | Troffer Parabolic | 3 | 4' 32w T8, Fluorescent | Electronic | 85 | 0.77 | 2292.32 | 9 | 4' LED Tube - 3 | 45
493 | Felix Fraga Bldg (Drennan) | Class | Classroom | 2997 |  | 9 | 24PB3L T8 | Troffer Parabolic | 3 | 4' 32w T8, Fluorescent | Electronic | 85 | 0.77 | 2292.32 | 9 | 4' LED Tube - 3 | 45
496 | Felix Fraga Bldg (Drennan) | Cross Hall | Common Area and Restrooms | 3990 |  | 3 | 24TP2L T8 (28w) | Troffer Parabolic | 2 | 4' 28w T8, Fluorescent | Electronic | 42 | 0.13 | 502.74 | 3 | 4' LED Tube - 2 | 30
498 | Felix Fraga Bldg (Drennan) | Class | Classroom | 2997 |  | 12 | 24PB3L T8 | Troffer Parabolic | 3 | 4' 32w T8, Fluorescent | Electronic | 85 | 1.02 | 3056.43 | 12 | 4' LED Tube - 3 | 45
499 | Felix Fraga Bldg (Drennan) | Back Hall | Common Area and Restrooms | 3990 |  | 11 | 24TP2L T8 (28w) | Troffer Parabolic | 2 | 4' 28w T8, Fluorescent | Electronic | 42 | 0.46 | 1843.38 | 11 | 4' LED Tube - 2 | 30
501 | Felix Fraga Bldg (Drennan) | Office | Private Office | 3363 |  | 4 | 24TP2L T8 (28w) | Troffer Parabolic | 2 | 4' 28w T8, Fluorescent | Electronic | 42 | 0.17 | 564.98 | 4 | 4' LED Tube - 2 HO | 36
502 | Felix Fraga Bldg (Drennan) | RR Hall | Common Area and Restrooms | 3990 |  | 3 | 24TP2L T8 (28w) | Troffer Parabolic | 2 | 4' 28w T8, Fluorescent | Electronic | 42 | 0.13 | 502.74 | 3 | 4' LED Tube - 2 | 30
505 | Felix Fraga Bldg (Drennan) | MRR | Common Area and Restrooms | 3990 |  | 7 | 4S1L T8 (28w) | Strip | 1 | 4' 28w T8, Fluorescent | Electronic | 25 | 0.18 | 698.25 | 7 | 4' LED Tube - 1 | 15
506 | Felix Fraga Bldg (Drennan) | WRR | Common Area and Restrooms | 3990 |  | 7 | 4S1L T8 (28w) | Strip | 1 | 4' 28w T8, Fluorescent | Electronic | 25 | 0.18 | 698.25 | 7 | 4' LED Tube - 1 | 15
508 | Felix Fraga Bldg (Drennan) | Hall | Common Area and Restrooms | 3990 |  | 5 | 24TP2L T8 (28w) | Troffer Parabolic | 2 | 4' 28w T8, Fluorescent | Electronic | 42 | 0.21 | 837.9 | 5 | 4' LED Tube - 2 | 30
510 | Felix Fraga Bldg (Drennan) | Library | Library Area | 3990 |  | 13 | 24PB3L T8 | Troffer Parabolic | 3 | 4' 32w T8, Fluorescent | Electronic | 85 | 1.11 | 4408.95 | 13 | 4' LED Tube - 3 | 45
511 | Felix Fraga Bldg (Drennan) | Comp Lab | Classroom | 2997 |  | 9 | 24PB3L T8 | Troffer Parabolic | 3 | 4' 32w T8, Fluorescent | Electronic | 85 | 0.77 | 2292.32 | 9 | 4' LED Tube - 3 | 45
512 | Felix Fraga Bldg (Drennan) | Class | Classroom | 2997 |  | 9 | 24PB3L T8 | Troffer Parabolic | 3 | 4' 32w T8, Fluorescent | Electronic | 85 | 0.77 | 2292.32 | 9 | 4' LED Tube - 3 | 45
513 | Felix Fraga Bldg (Drennan) | Lab | Classroom | 2997 |  | 12 | 24PB3L T8 | Troffer Parabolic | 3 | 4' 32w T8, Fluorescent | Electronic | 85 | 1.02 | 3056.43 | 12 | 4' LED Tube - 3 | 45
514 | Felix Fraga Bldg (Drennan) | Plumbing Lab | Classroom | 2997 |  | 12 | 24PB3L T8 | Troffer Parabolic | 3 | 4' 32w T8, Fluorescent | Electronic | 85 | 1.02 | 3056.43 | 12 | 4' LED Tube - 3 | 45
515 | Felix Fraga Bldg (Drennan) | Lab | Classroom | 2997 |  | 11 | 24PB3L T8 | Troffer Parabolic | 3 | 4' 32w T8, Fluorescent | Electronic | 85 | 0.94 | 2801.73 | 11 | 4' LED Tube - 3 | 45
516 | Felix Fraga Bldg (Drennan) | Prep Room | Classroom | 2997 |  | 3 | 24PB3L T8 | Troffer Parabolic | 3 | 4' 32w T8, Fluorescent | Electronic | 85 | 0.26 | 764.11 | 3 | 4' LED Tube - 3 | 45
517 | Felix Fraga Bldg (Drennan) | Class | Classroom | 2997 |  | 9 | 24PB3L T8 | Troffer Parabolic | 3 | 4' 32w T8, Fluorescent | Electronic | 85 | 0.77 | 2292.32 | 9 | 4' LED Tube - 3 | 45
518 | Felix Fraga Bldg (Drennan) | Hall | Common Area and Restrooms | 3990 |  | 12 | 24TP2L T8 (28w) | Troffer Parabolic | 2 | 4' 28w T8, Fluorescent | Electronic | 42 | 0.5 | 2010.96 | 12 | 4' LED Tube - 2 | 30
519 | Felix Fraga Bldg (Drennan) | Stairs x2 | Stairs and Elevators | 8760 |  | 12 | 4W2L T8 | Wrap | 2 | 4' 32w T8, Fluorescent | Electronic | 58 | 0.7 | 6096.96 | 12 | 4' LED Tube - 2 | 30
520 | Felix Fraga Bldg (Drennan) | Poles | Exterior Lighting | 4380 |  | 45 | POLE MH-400 | Pole | 1 | Metal Halide, 400w | Magnetic | 453 | 20.39 | 89286.3 | 45 | GTLED135 | 135
521 | Felix Fraga Bldg (Drennan) | Dec | Exterior Lighting | 4380 |  | 36 | MH-250 | HID | 1 | Metal Halide, 250w | Magnetic | 288 | 10.37 | 45411.84 | 36 | GTLED75 | 75
523 | Felix Fraga Bldg (Drennan) | Bollard | Exterior Lighting | 4380 |  | 1 | BOLLARD MH-150 | Bollard | 1 | Metal Halide, 150w | Magnetic | 183 | 0.18 | 801.54 | 1 | HW CCDome20 | 20
527 | Alief | Comp Lab | Classroom | 2997 |  | 18 | 24TP2L T8 (28w) | Troffer Parabolic | 2 | 4' 28w T8, Fluorescent | Electronic | 42 | 0.76 | 2265.35 | 18 | 4' LED Tube - 2 HO | 36
528 | Alief | Comp Lab | Classroom | 2997 |  | 16 | FL-65 R30 | Screw In | 1 | Incandescent, 65w | N/A | 65 | 1.04 | 3116.36 | 16 | FLLED14 R30 | 14
529 | Alief | Comp Lab | Classroom | 2997 |  | 12 | 24TP2L T8 (28w) | Troffer Parabolic | 2 | 4' 28w T8, Fluorescent | Electronic | 42 | 0.5 | 1510.24 | 12 | 4' LED Tube - 2 HO | 36
530 | Alief | Study Room | Common Area and Restrooms | 3990 |  | 2 | 24TP2L T8 (28w) | Troffer Parabolic | 2 | 4' 28w T8, Fluorescent | Electronic | 42 | 0.08 | 335.16 | 2 | 4' LED Tube - 2 | 30
531 | Alief | Pvt Office | Private Office | 3363 |  | 2 | 24TP2L T8 (28w) | Troffer Parabolic | 2 | 4' 28w T8, Fluorescent | Electronic | 42 | 0.08 | 282.49 | 2 | 4' LED Tube - 2 HO | 36
532 | Alief | Pvt Office | Private Office | 3363 |  | 2 | 24TP2L T8 (28w) | Troffer Parabolic | 2 | 4' 28w T8, Fluorescent | Electronic | 42 | 0.08 | 282.49 | 2 | 4' LED Tube - 2 HO | 36
536 | Alief | Class | Classroom | 2997 |  | 10 | 24TP2L T8 (28w) | Troffer Parabolic | 2 | 4' 28w T8, Fluorescent | Electronic | 42 | 0.42 | 1258.53 | 10 | 4' LED Tube - 2 HO | 36
537 | Alief | Class | Classroom | 2997 |  | 11 | 24TP2L T8 (28w) | Troffer Parabolic | 2 | 4' 28w T8, Fluorescent | Electronic | 42 | 0.46 | 1384.38 | 11 | 4' LED Tube - 2 HO | 36
538 | Alief | Class | Classroom | 2997 |  | 8 | 24TP2L T8 (28w) | Troffer Parabolic | 2 | 4' 28w T8, Fluorescent | Electronic | 42 | 0.34 | 1006.82 | 8 | 4' LED Tube - 2 HO | 36
539 | Alief | Class | Classroom | 2997 |  | 8 | 24TP2L T8 (28w) | Troffer Parabolic | 2 | 4' 28w T8, Fluorescent | Electronic | 42 | 0.34 | 1006.82 | 8 | 4' LED Tube - 2 HO | 36
540 | Alief | Class | Classroom | 2997 |  | 8 | 24TP2L T8 (28w) | Troffer Parabolic | 2 | 4' 28w T8, Fluorescent | Electronic | 42 | 0.34 | 1006.82 | 8 | 4' LED Tube - 2 HO | 36
541 | Alief | Class | Classroom | 2997 |  | 8 | 24TP2L T8 (28w) | Troffer Parabolic | 2 | 4' 28w T8, Fluorescent | Electronic | 42 | 0.34 | 1006.82 | 8 | 4' LED Tube - 2 HO | 36
542 | Alief | Class | Classroom | 2997 |  | 8 | 24TP2L T8 (28w) | Troffer Parabolic | 2 | 4' 28w T8, Fluorescent | Electronic | 42 | 0.34 | 1006.82 | 8 | 4' LED Tube - 2 HO | 36
543 | Alief | Class | Classroom | 2997 |  | 8 | 24TP2L T8 (28w) | Troffer Parabolic | 2 | 4' 28w T8, Fluorescent | Electronic | 42 | 0.34 | 1006.82 | 8 | 4' LED Tube - 2 HO | 36
544 | Alief | Class | Classroom | 2997 |  | 8 | 24TP2L T8 (28w) | Troffer Parabolic | 2 | 4' 28w T8, Fluorescent | Electronic | 42 | 0.34 | 1006.82 | 8 | 4' LED Tube - 2 HO | 36
545 | Alief | Class | Classroom | 2997 |  | 8 | 24TP2L T8 (28w) | Troffer Parabolic | 2 | 4' 28w T8, Fluorescent | Electronic | 42 | 0.34 | 1006.82 | 8 | 4' LED Tube - 2 HO | 36
546 | Alief | Class | Classroom | 2997 |  | 6 | 24TP2L T8 (28w) | Troffer Parabolic | 2 | 4' 28w T8, Fluorescent | Electronic | 42 | 0.25 | 755.12 | 6 | 4' LED Tube - 2 HO | 36
547 | Alief | Class | Classroom | 2997 |  | 18 | 24TP2L T8 (28w) | Troffer Parabolic | 2 | 4' 28w T8, Fluorescent | Electronic | 42 | 0.76 | 2265.35 | 18 | 4' LED Tube - 2 HO | 36
550 | Alief | Class | Classroom | 2997 |  | 11 | 24TP2L T8 (28w) | Troffer Parabolic | 2 | 4' 28w T8, Fluorescent | Electronic | 42 | 0.46 | 1384.38 | 11 | 4' LED Tube - 2 HO | 36
551 | Alief | Vending | Common Area and Restrooms | 3990 |  | 4 | 24TP2L T8 (28w) | Troffer Parabolic | 2 | 4' 28w T8, Fluorescent | Electronic | 42 | 0.17 | 670.32 | 4 | 4' LED Tube - 2 | 30
552 | Alief | Vending | Common Area and Restrooms | 3990 |  | 1 | FL75 R30 | Screw In | 1 | Incandescent, 75w | N/A | 75 | 0.08 | 299.25 | 1 | FLLED14 R30 | 14
553 | Alief | Auditorium | Auditorium / Lecture Hall | 2997 |  | 38 | FL90 PAR38 | Screw In | 1 | Incandescent, 90w | N/A | 90 | 3.42 | 10248.03 | 38 | FLLED16 PAR38 | 16
554 | Alief | Auditorium | Auditorium / Lecture Hall | 2997 |  | 10 | FL-65 R30 | Screw In | 1 | Incandescent, 65w | N/A | 65 | 0.65 | 1947.73 | 10 | FLLED14 R30 | 14
555 | Alief | Study Room | Common Area and Restrooms | 3990 |  | 3 | 24TP2L T8 (28w) | Troffer Parabolic | 2 | 4' 28w T8, Fluorescent | Electronic | 42 | 0.13 | 502.74 | 3 | 4' LED Tube - 2 | 30
561 | Alief | Class | Classroom | 2997 |  | 10 | 24TP2L T8 (28w) | Troffer Parabolic | 2 | 4' 28w T8, Fluorescent | Electronic | 42 | 0.42 | 1258.53 | 10 | 4' LED Tube - 2 HO | 36
562 | Alief | Comp Lab | Classroom | 2997 |  | 8 | 24TP2L T8 (28w) | Troffer Parabolic | 2 | 4' 28w T8, Fluorescent | Electronic | 42 | 0.34 | 1006.82 | 8 | 4' LED Tube - 2 HO | 36
563 | Alief | Conf Room | Meeting and Boardrooms | 2681 |  | 3 | 24TP2L T8 (28w) | Troffer Parabolic | 2 | 4' 28w T8, Fluorescent | Electronic | 42 | 0.13 | 337.84 | 3 | 4' LED Tube - 2 | 30
565 | Alief | Receiving | General Work Area | 3990 |  | 12 | 4S2L T8 (28w) | Strip | 2 | 4' 28w T8, Fluorescent | Electronic | 48 | 0.58 | 2298.24 | 12 | 4' LED Tube - 2 | 30
567 | Alief | Hall Poor | Common Area and Restrooms | 3990 |  | 1 | 8S2L T12 | Strip | 2 | 8' 60w T12, Fluorescent | Magnetic | 123 | 0.12 | 490.77 | 1 | 4' LED Tube - 4 8' CK | 60
568 | Alief | Break Room | Lounge / Break Area | 3990 |  | 4 | 24TP2L T8 (28w) | Troffer Parabolic | 2 | 4' 28w T8, Fluorescent | Electronic | 42 | 0.17 | 670.32 | 4 | 4' LED Tube - 2 | 30
570 | Alief | MRR | Common Area and Restrooms | 3990 |  | 3 | 24TP2L T8 (28w) | Troffer Parabolic | 2 | 4' 28w T8, Fluorescent | Electronic | 42 | 0.13 | 502.74 | 3 | 4' LED Tube - 2 | 30
571 | Alief | Water Fountain | Common Area and Restrooms | 3990 |  | 1 | IA1-60 | Screw In | 1 | Incandescent, 60w | N/A | 60 | 0.06 | 239.4 | 1 | ALED12 | 12
572 | Alief | WRR | Common Area and Restrooms | 3990 |  | 3 | 24TP2L T8 (28w) | Troffer Parabolic | 2 | 4' 28w T8, Fluorescent | Electronic | 42 | 0.13 | 502.74 | 3 | 4' LED Tube - 2 | 30
573 | Alief | Class | Classroom | 2997 |  | 8 | 24TP2L T8 (28w) | Troffer Parabolic | 2 | 4' 28w T8, Fluorescent | Electronic | 42 | 0.34 | 1006.82 | 8 | 4' LED Tube - 2 HO | 36
574 | Alief | Class | Classroom | 2997 |  | 8 | 24TP2L T8 (28w) | Troffer Parabolic | 2 | 4' 28w T8, Fluorescent | Electronic | 42 | 0.34 | 1006.82 | 8 | 4' LED Tube - 2 HO | 36
575 | Alief | Class | Classroom | 2997 |  | 8 | 24TP2L T8 (28w) | Troffer Parabolic | 2 | 4' 28w T8, Fluorescent | Electronic | 42 | 0.34 | 1006.82 | 8 | 4' LED Tube - 2 HO | 36
576 | Alief | Class | Classroom | 2997 |  | 11 | 24TP2L T8 (28w) | Troffer Parabolic | 2 | 4' 28w T8, Fluorescent | Electronic | 42 | 0.46 | 1384.38 | 11 | 4' LED Tube - 2 HO | 36
577 | Alief | Class | Classroom | 2997 |  | 8 | 24TP2L T8 (28w) | Troffer Parabolic | 2 | 4' 28w T8, Fluorescent | Electronic | 42 | 0.34 | 1006.82 | 8 | 4' LED Tube - 2 HO | 36
578 | Alief | Class | Classroom | 2997 |  | 8 | 24TP2L T8 (28w) | Troffer Parabolic | 2 | 4' 28w T8, Fluorescent | Electronic | 42 | 0.34 | 1006.82 | 8 | 4' LED Tube - 2 HO | 36
579 | Alief | Class | Classroom | 2997 |  | 12 | 24TP2L T8 (28w) | Troffer Parabolic | 2 | 4' 28w T8, Fluorescent | Electronic | 42 | 0.5 | 1510.24 | 12 | 4' LED Tube - 2 HO | 36
580 | Alief | Class | Classroom | 2997 |  | 8 | IA1-60 | Screw In | 1 | Incandescent, 60w | N/A | 60 | 0.48 | 1438.32 | 8 | ALED12 | 12
581 | Alief | Work Room | General Work Area | 3990 |  | 4 | 24TP2L T8 (28w) | Troffer Parabolic | 2 | 4' 28w T8, Fluorescent | Electronic | 42 | 0.17 | 670.32 | 4 | 4' LED Tube - 2 HO | 36
582 | Alief | WRR | Common Area and Restrooms | 3990 |  | 3 | 24TP2L T8 (28w) | Troffer Parabolic | 2 | 4' 28w T8, Fluorescent | Electronic | 42 | 0.13 | 502.74 | 3 | 4' LED Tube - 2 | 30
584 | Alief | WRR | Common Area and Restrooms | 3990 |  | 3 | 24TP2L T8 (28w) | Troffer Parabolic | 2 | 4' 28w T8, Fluorescent | Electronic | 42 | 0.13 | 502.74 | 3 | 4' LED Tube - 2 | 30
587 | Alief | Bookstore | General Work Area | 3990 |  | 10 | 24TP2L T8 (28w) | Troffer Parabolic | 2 | 4' 28w T8, Fluorescent | Electronic | 42 | 0.42 | 1675.8 | 10 | 4' LED Tube - 2 HO | 36
588 | Alief | Bookstore | General Work Area | 3990 |  | 4 | IA1-60 | Screw In | 1 | Incandescent, 60w | N/A | 60 | 0.24 | 957.6 | 4 | ALED12 | 12
589 | Alief | Back Hall Door | Common Area and Restrooms | 3990 |  | 1 | FL-65 R30 | Screw In | 1 | Incandescent, 65w | N/A | 65 | 0.07 | 259.35 | 1 | FLLED14 R30 | 14
590 | Alief | Faculty Suite | General Work Area | 3990 |  | 9 | 24TP2L T8 (28w) | Troffer Parabolic | 2 | 4' 28w T8, Fluorescent | Electronic | 42 | 0.38 | 1508.22 | 9 | 4' LED Tube - 2 HO | 36
591 | Alief | Pvt Office | Private Office | 3363 |  | 4 | 24TP2L T8 (28w) | Troffer Parabolic | 2 | 4' 28w T8, Fluorescent | Electronic | 42 | 0.17 | 564.98 | 4 | 4' LED Tube - 2 HO | 36
592 | Alief | Pvt Office | Private Office | 3363 |  | 2 | 24TP2L T8 (28w) | Troffer Parabolic | 2 | 4' 28w T8, Fluorescent | Electronic | 42 | 0.08 | 282.49 | 2 | 4' LED Tube - 2 HO | 36
593 | Alief | Bullpen | General Work Area | 3990 |  | 18 | 24TP2L T8 (28w) | Troffer Parabolic | 2 | 4' 28w T8, Fluorescent | Electronic | 42 | 0.76 | 3016.44 | 18 | 4' LED Tube - 2 HO | 36
594 | Alief | Pvt Office | Private Office | 3363 |  | 2 | 24TP2L T8 (28w) | Troffer Parabolic | 2 | 4' 28w T8, Fluorescent | Electronic | 42 | 0.08 | 282.49 | 2 | 4' LED Tube - 2 HO | 36
595 | Alief | Pvt Office | Private Office | 3363 |  | 2 | 24TP2L T8 (28w) | Troffer Parabolic | 2 | 4' 28w T8, Fluorescent | Electronic | 42 | 0.08 | 282.49 | 2 | 4' LED Tube - 2 HO | 36
596 | Alief | Conf Room | Meeting and Boardrooms | 2681 |  | 6 | 24TP2L T8 (28w) | Troffer Parabolic | 2 | 4' 28w T8, Fluorescent | Electronic | 42 | 0.25 | 675.68 | 6 | 4' LED Tube - 2 | 30
597 | Alief | Pvt Office | Private Office | 3363 |  | 2 | 24TP2L T8 (28w) | Troffer Parabolic | 2 | 4' 28w T8, Fluorescent | Electronic | 42 | 0.08 | 282.49 | 2 | 4' LED Tube - 2 HO | 36
598 | Alief | Office Hall | Common Area and Restrooms | 3990 |  | 4 | 24TP2L T8 (28w) | Troffer Parabolic | 2 | 4' 28w T8, Fluorescent | Electronic | 42 | 0.17 | 670.32 | 4 | 4' LED Tube - 2 | 30
599 | Alief | Pvt Office | Private Office | 3363 |  | 2 | 24TP2L T8 (28w) | Troffer Parabolic | 2 | 4' 28w T8, Fluorescent | Electronic | 42 | 0.08 | 282.49 | 2 | 4' LED Tube - 2 HO | 36
600 | Alief | Pvt Office | Private Office | 3363 |  | 2 | 24TP2L T8 (28w) | Troffer Parabolic | 2 | 4' 28w T8, Fluorescent | Electronic | 42 | 0.08 | 282.49 | 2 | 4' LED Tube - 2 HO | 36
601 | Alief | Pvt Office | Private Office | 3363 |  | 2 | 24TP2L T8 (28w) | Troffer Parabolic | 2 | 4' 28w T8, Fluorescent | Electronic | 42 | 0.08 | 282.49 | 2 | 4' LED Tube - 2 HO | 36
602 | Alief | Pvt Office | Private Office | 3363 |  | 2 | 24TP2L T8 (28w) | Troffer Parabolic | 2 | 4' 28w T8, Fluorescent | Electronic | 42 | 0.08 | 282.49 | 2 | 4' LED Tube - 2 HO | 36
603 | Alief | Pvt Office | Private Office | 3363 |  | 1 | 24TP2L T8 (28w) | Troffer Parabolic | 2 | 4' 28w T8, Fluorescent | Electronic | 42 | 0.04 | 141.25 | 1 | 4' LED Tube - 2 HO | 36
605 | Alief | Flag pole floods | Exterior Lighting | 4380 |  | 2 | MH-250 | HID | 1 | Metal Halide, 250w | Magnetic | 288 | 0.58 | 2522.88 | 2 | GTLED75 | 75
606 | Alief | Parking poles | Exterior Lighting | 4380 |  | 10 | POLE MH-1000 | Pole | 1 | Metal Halide, 1000w | Magnetic | 1078 | 10.78 | 47216.4 | 10 | ELSLED400 | 400
608 | Systems Garage Building | Roof Level | Exterior Lighting | 4380 |  | 28 | POLE MH-250 | Pole | 1 | Metal Halide, 250w | Magnetic | 288 | 8.06 | 35320.32 | 28 | GTLED85 | 85
610 | Systems Garage Building | Stairs | Stairs and Elevators | 8760 |  | 20 | 4S2L T8 (28w) | Strip | 2 | 4' 28w T8, Fluorescent | Electronic | 48 | 0.96 | 8409.6 | 20 | 4' LED Tube - 2 | 30
611 | Systems Garage Building | Elev Landings | Common Area and Restrooms | 3990 |  | 42 | 22TPMH-175 | Troffer Prismatic | 1 | Metal Halide, 175w | Magnetic | 208 | 8.74 | 34856.64 | 42 | GTLED50 | 50
613 | Systems Garage Building | Entrance | Common Area and Restrooms | 3990 |  | 20 | 22TPMH-175 | Troffer Prismatic | 1 | Metal Halide, 175w | Magnetic | 208 | 4.16 | 16598.4 | 20 | GTLED50 | 50
614 | Systems Garage Building | Down Ramp | Exterior Lighting | 4380 |  | 16 | 22TPMH-175 | Troffer Prismatic | 1 | Metal Halide, 175w | Magnetic | 208 | 3.33 | 14576.64 | 16 | GTLED50 | 50
615 | Systems Garage Building | Walkway to back | Exterior Lighting | 4380 |  | 9 | 4VT1L T8 (28w) | Vapor Tight | 1 | 4' 28w T8, Fluorescent | Electronic | 25 | 0.23 | 985.5 | 9 | 4' LED Tube - 1 | 15
618 | Systems Garage Building | Basement | General Work Area | 3990 |  | 12 | 22TPMH-175 | Troffer Prismatic | 1 | Metal Halide, 175w | Magnetic | 208 | 2.5 | 9959.04 | 12 | GTLED50 | 50
620 | Systems Garage Building | Garage | Parking Garage | 8760 |  | 491 | 4VT2L T8 | Vapor Tight | 2 | 4' 32w T8, Fluorescent | Electronic | 58 | 28.48 | 249484.8 | 491 | 4' LED Tube - 2 | 30
624 | Systems Garage Building | Student Center | Common Area and Restrooms | 3990 | 1 | 21 | 24TP3L T8 | Troffer Prismatic | 3 | 4' 32w T8, Fluorescent | Electronic | 85 | 1.79 | 4629.4 | 21 | 4' LED Tube - 2 | 30
626 | Systems Garage Building | MRR | Common Area and Restrooms | 3990 | 1 | 4 | 4W1L T8 | Wrap | 1 | 4' 32w T8, Fluorescent | Electronic | 31 | 0.12 | 321.59 | 4 | 4' LED Tube - 1 | 15
628 | Systems Garage Building | WRR | Common Area and Restrooms | 3990 | 1 | 4 | 4W1L T8 | Wrap | 1 | 4' 32w T8, Fluorescent | Electronic | 31 | 0.12 | 321.59 | 4 | 4' LED Tube - 1 | 15
630 | Systems Garage Building | Vending | Common Area and Restrooms | 3990 | 1 | 1 | 24TP3L T8 | Troffer Prismatic | 3 | 4' 32w T8, Fluorescent | Electronic | 85 | 0.09 | 220.45 | 1 | 4' LED Tube - 2 | 30
632 | Systems Garage Building | Copy Room | General Work Area | 3990 |  | 1 | 24TP3L T8 | Troffer Prismatic | 3 | 4' 32w T8, Fluorescent | Electronic | 85 | 0.09 | 339.15 | 1 | 4' LED Tube - 2 HO | 36
633 | Systems Garage Building | Call center | General Work Area | 3990 |  | 4 | 24TP3L T8 | Troffer Prismatic | 3 | 4' 32w T8, Fluorescent | Electronic | 85 | 0.34 | 1356.6 | 4 | 4' LED Tube - 2 HO | 36
641 | Systems Garage Building | Pvt Office | Private Office | 3363 | 1 | 2 | 24TP3L T8 | Troffer Prismatic | 3 | 4' 32w T8, Fluorescent | Electronic | 85 | 0.17 | 371.61 | 2 | 4' LED Tube - 2 HO | 36
642 | Systems Garage Building | Pvt Office | Private Office | 3363 | 1 | 2 | 24TP3L T8 | Troffer Prismatic | 3 | 4' 32w T8, Fluorescent | Electronic | 85 | 0.17 | 371.61 | 2 | 4' LED Tube - 2 HO | 36
643 | Systems Garage Building | Pvt Office | Private Office | 3363 | 1 | 2 | 24TP3L T8 | Troffer Prismatic | 3 | 4' 32w T8, Fluorescent | Electronic | 85 | 0.17 | 371.61 | 2 | 4' LED Tube - 2 HO | 36
644 | Systems Garage Building | Pvt Office | Private Office | 3363 | 1 | 2 | 24TP3L T8 | Troffer Prismatic | 3 | 4' 32w T8, Fluorescent | Electronic | 85 | 0.17 | 371.61 | 2 | 4' LED Tube - 2 HO | 36
645 | Systems Garage Building | Pvt Office | Private Office | 3363 | 1 | 2 | 24TP3L T8 | Troffer Prismatic | 3 | 4' 32w T8, Fluorescent | Electronic | 85 | 0.17 | 371.61 | 2 | 4' LED Tube - 2 HO | 36
646 | Systems Garage Building | Pvt Office | Private Office | 3363 | 1 | 2 | 24TP3L T8 | Troffer Prismatic | 3 | 4' 32w T8, Fluorescent | Electronic | 85 | 0.17 | 371.61 | 2 | 4' LED Tube - 2 HO | 36
647 | Systems Garage Building | Pvt Office | Private Office | 3363 | 1 | 2 | 24TP3L T8 | Troffer Prismatic | 3 | 4' 32w T8, Fluorescent | Electronic | 85 | 0.17 | 371.61 | 2 | 4' LED Tube - 2 HO | 36
648 | Systems Garage Building | Pvt Office | Private Office | 3363 | 1 | 2 | 24TP3L T8 | Troffer Prismatic | 3 | 4' 32w T8, Fluorescent | Electronic | 85 | 0.17 | 371.61 | 2 | 4' LED Tube - 2 HO | 36
649 | Systems Garage Building | Pvt Office | Private Office | 3363 | 1 | 2 | 24TP3L T8 | Troffer Prismatic | 3 | 4' 32w T8, Fluorescent | Electronic | 85 | 0.17 | 371.61 | 2 | 4' LED Tube - 2 HO | 36
651 | Systems Garage Building | Study Area | Common Area and Restrooms | 3990 |  | 4 | 24TP3L T8 | Troffer Prismatic | 3 | 4' 32w T8, Fluorescent | Electronic | 85 | 0.34 | 1356.6 | 4 | 4' LED Tube - 2 | 30
655 | Systems Garage Building | Copy Room | General Work Area | 3990 | 1 | 2 | 24TP3L T8 | Troffer Prismatic | 3 | 4' 32w T8, Fluorescent | Electronic | 85 | 0.17 | 440.9 | 2 | 4' LED Tube - 2 HO | 36
656 | Systems Garage Building | Break Room | Lounge / Break Area | 3990 | 1 | 2 | 24TP3L T8 | Troffer Prismatic | 3 | 4' 32w T8, Fluorescent | Electronic | 85 | 0.17 | 440.9 | 2 | 4' LED Tube - 2 | 30
657 | Systems Garage Building | WRR | Common Area and Restrooms | 3990 | 1 | 2 | 4W1L T8 | Wrap | 1 | 4' 32w T8, Fluorescent | Electronic | 31 | 0.06 | 160.8 | 2 | 4' LED Tube - 1 | 15
659 | Systems Garage Building | MRR | Common Area and Restrooms | 3990 | 1 | 2 | 4W1L T8 | Wrap | 1 | 4' 32w T8, Fluorescent | Electronic | 31 | 0.06 | 160.8 | 2 | 4' LED Tube - 1 | 15
682 | Systems Garage Building | Pvt Office | Private Office | 3363 | 1 | 1 | 24TP3L T8 | Troffer Prismatic | 3 | 4' 32w T8, Fluorescent | Electronic | 85 | 0.09 | 185.81 | 1 | 4' LED Tube - 2 HO | 36
684 | Systems Garage Building | Hall | Common Area and Restrooms | 3990 |  | 2 | 24TP3L T8 | Troffer Prismatic | 3 | 4' 32w T8, Fluorescent | Electronic | 85 | 0.17 | 678.3 | 2 | 4' LED Tube - 2 | 30
709 | Systems Garage Building | Bullpen | General Work Area | 3990 | 1 | 64 | 24PB3L T8 | Troffer Parabolic | 3 | 4' 32w T8, Fluorescent | Electronic | 85 | 5.44 | 14108.64 | 64 | 4' LED Tube - 3 | 45
710 | Systems Garage Building | Back Suite | General Work Area | 3990 | 1 | 9 | 24PB3L T8 | Troffer Parabolic | 3 | 4' 32w T8, Fluorescent | Electronic | 85 | 0.77 | 1984.03 | 9 | 4' LED Tube - 3 | 45
712 | Systems Garage Building | Pvt Office | Private Office | 3363 | 1 | 2 | 24PB3L T8 | Troffer Parabolic | 3 | 4' 32w T8, Fluorescent | Electronic | 85 | 0.17 | 371.61 | 2 | 4' LED Tube - 3 | 45
713 | Systems Garage Building | Pvt Office | Private Office | 3363 | 1 | 2 | 24PB3L T8 | Troffer Parabolic | 3 | 4' 32w T8, Fluorescent | Electronic | 85 | 0.17 | 371.61 | 2 | 4' LED Tube - 3 | 45
714 | Systems Garage Building | Pvt Office | Private Office | 3363 | 1 | 1 | 24PB3L T8 | Troffer Parabolic | 3 | 4' 32w T8, Fluorescent | Electronic | 85 | 0.09 | 185.81 | 1 | 4' LED Tube - 3 | 45
715 | Systems Garage Building | Pvt Office | Private Office | 3363 | 1 | 1 | 24PB3L T8 | Troffer Parabolic | 3 | 4' 32w T8, Fluorescent | Electronic | 85 | 0.09 | 185.81 | 1 | 4' LED Tube - 3 | 45
716 | Systems Garage Building | Pvt Office | Private Office | 3363 | 1 | 1 | 24PB3L T8 | Troffer Parabolic | 3 | 4' 32w T8, Fluorescent | Electronic | 85 | 0.09 | 185.81 | 1 | 4' LED Tube - 3 | 45
717 | Systems Garage Building | Pvt Office | Private Office | 3363 | 1 | 2 | 24PB3L T8 | Troffer Parabolic | 3 | 4' 32w T8, Fluorescent | Electronic | 85 | 0.17 | 371.61 | 2 | 4' LED Tube - 3 | 45
718 | Systems Garage Building | Pvt Office | Private Office | 3363 | 1 | 2 | 24PB3L T8 | Troffer Parabolic | 3 | 4' 32w T8, Fluorescent | Electronic | 85 | 0.17 | 371.61 | 2 | 4' LED Tube - 3 | 45
719 | Systems Garage Building | Pvt Office | Private Office | 3363 | 1 | 2 | 24PB3L T8 | Troffer Parabolic | 3 | 4' 32w T8, Fluorescent | Electronic | 85 | 0.17 | 371.61 | 2 | 4' LED Tube - 3 | 45
720 | Systems Garage Building | Pvt Office | Private Office | 3363 | 1 | 2 | 24PB3L T8 | Troffer Parabolic | 3 | 4' 32w T8, Fluorescent | Electronic | 85 | 0.17 | 371.61 | 2 | 4' LED Tube - 3 | 45
721 | Systems Garage Building | Pvt Office | Private Office | 3363 | 1 | 2 | 24PB3L T8 | Troffer Parabolic | 3 | 4' 32w T8, Fluorescent | Electronic | 85 | 0.17 | 371.61 | 2 | 4' LED Tube - 3 | 45
722 | Systems Garage Building | Pvt Office | Private Office | 3363 | 1 | 2 | 24PB3L T8 | Troffer Parabolic | 3 | 4' 32w T8, Fluorescent | Electronic | 85 | 0.17 | 371.61 | 2 | 4' LED Tube - 3 | 45
723 | Systems Garage Building | Pvt Office | Private Office | 3363 | 1 | 2 | 24PB3L T8 | Troffer Parabolic | 3 | 4' 32w T8, Fluorescent | Electronic | 85 | 0.17 | 371.61 | 2 | 4' LED Tube - 3 | 45
724 | Systems Garage Building | Pvt Office | Private Office | 3363 | 1 | 3 | 24PB3L T8 | Troffer Parabolic | 3 | 4' 32w T8, Fluorescent | Electronic | 85 | 0.26 | 557.42 | 3 | 4' LED Tube - 3 | 45
727 | Systems Garage Building | Training Room | General Work Area | 3990 | 1 | 4 | 24PB3L T8 | Troffer Parabolic | 3 | 4' 32w T8, Fluorescent | Electronic | 85 | 0.34 | 881.79 | 4 | 4' LED Tube - 3 | 45
728 | Systems Garage Building | Conf Room | Meeting and Boardrooms | 2681 | 1 | 4 | 24PB3L T8 | Troffer Parabolic | 3 | 4' 32w T8, Fluorescent | Electronic | 85 | 0.34 | 592.56 | 4 | 4' LED Tube - 3 | 45
729 | Systems Garage Building | MRR | Common Area and Restrooms | 3990 |  | 2 | 3S2L T8 | Strip | 2 | 3' 25w T8, Fluorescent | Electronic | 46 | 0.09 | 367.08 | 2 | 3' LED Tube - 2 | 24
731 | Systems Garage Building | WRR | Common Area and Restrooms | 3990 |  | 2 | 3S2L T8 | Strip | 2 | 3' 25w T8, Fluorescent | Electronic | 46 | 0.09 | 367.08 | 2 | 3' LED Tube - 2 | 24
734 | West Loop Center | FRONT ENTRY | Common Area and Restrooms | 3990 |  | 4 | FL-90 PAR38 | Screw In | 1 | Incandescent, 90w | N/A | 90 | 0.36 | 1436.4 | 4 | FLLED16 PAR38 | 16
735 | West Loop Center | LOBBY POLES | Common Area and Restrooms | 3990 |  | 18 | MH-70 | HID | 1 | Metal Halide, 70w | Magnetic | 91 | 1.64 | 6535.62 | 18 | HW CCDome20 | 20
736 | West Loop Center | LOBBY COMMONS | Common Area and Restrooms | 3990 |  | 70 | 14PB2L T8 (28w) | Troffer Parabolic | 2 | 4' 28w T8, Fluorescent | Electronic | 48 | 3.36 | 13406.4 | 70 | 4' LED Tube - 2 | 30
737 | West Loop Center | AUDITORIUM | Auditorium / Lecture Hall | 2997 |  | 23 | IA1-100 | Screw In | 1 | Incandescent, 100w | N/A | 100 | 2.3 | 6891.95 | 23 | ALED17 | 17
738 | West Loop Center | AUDITORIUM | Auditorium / Lecture Hall | 2997 |  | 88 | IA1-100 | Screw In | 1 | Incandescent, 100w | N/A | 100 | 8.8 | 26369.2 | 88 | ALED17 | 17
739 | West Loop Center | AUDITORIUM STORAGE | Auditorium / Lecture Hall | 2997 |  | 18 | 24TP2L T8 | Troffer Prismatic | 2 | 4' 32w T8, Fluorescent | Electronic | 58 | 1.04 | 3128.35 | 18 | 4' LED Tube - 2 | 30
740 | West Loop Center | OFFICE | Private Office | 3363 |  | 2 | 24TP2L T8 | Troffer Prismatic | 2 | 4' 32w T8, Fluorescent | Electronic | 58 | 0.12 | 390.11 | 2 | 4' LED Tube - 2 | 30
741 | West Loop Center | RR | Common Area and Restrooms | 3990 |  | 1 | IA1-100 | Screw In | 1 | Incandescent, 100w | N/A | 100 | 0.1 | 399 | 1 | ALED17 | 17
742 | West Loop Center | KITCHEN AREA | Lounge / Break Area | 3990 |  | 6 | 24TP2L T8 | Troffer Prismatic | 2 | 4' 32w T8, Fluorescent | Electronic | 58 | 0.35 | 1388.52 | 6 | 4' LED Tube - 2 | 30
743 | West Loop Center | SIDE HALL | Common Area and Restrooms | 3990 |  | 6 | 14PB2L T8 (28w) | Troffer Parabolic | 2 | 4' 28w T8, Fluorescent | Electronic | 48 | 0.29 | 1149.12 | 6 | 4' LED Tube - 2 | 30
745 | West Loop Center | CLASS | Classroom | 2997 |  | 9 | 24TP2L T8 | Troffer Prismatic | 2 | 4' 32w T8, Fluorescent | Electronic | 58 | 0.52 | 1564.17 | 9 | 4' LED Tube - 2 | 30
746 | West Loop Center | CLASS | Classroom | 2997 |  | 9 | 24TP2L T8 | Troffer Prismatic | 2 | 4' 32w T8, Fluorescent | Electronic | 58 | 0.52 | 1564.17 | 9 | 4' LED Tube - 2 | 30
748 | West Loop Center | COMP LAB | Classroom | 2997 |  | 9 | 24TP2L T8 | Troffer Prismatic | 2 | 4' 32w T8, Fluorescent | Electronic | 58 | 0.52 | 1564.17 | 9 | 4' LED Tube - 2 | 30
749 | West Loop Center | COMP LAB | Classroom | 2997 |  | 9 | 24TP2L T8 | Troffer Prismatic | 2 | 4' 32w T8, Fluorescent | Electronic | 58 | 0.52 | 1564.17 | 9 | 4' LED Tube - 2 | 30
752 | West Loop Center | POLICE | General Work Area | 3990 |  | 1 | 24TP2L T8 | Troffer Prismatic | 2 | 4' 32w T8, Fluorescent | Electronic | 58 | 0.06 | 231.42 | 1 | 4' LED Tube - 2 | 30
754 | West Loop Center | POLICE | General Work Area | 3990 |  | 1 | 24TP2L T8 | Troffer Prismatic | 2 | 4' 32w T8, Fluorescent | Electronic | 58 | 0.06 | 231.42 | 1 | 4' LED Tube - 2 | 30
755 | West Loop Center | OFFICE | Private Office | 3363 |  | 2 | 24TP2L T8 | Troffer Prismatic | 2 | 4' 32w T8, Fluorescent | Electronic | 58 | 0.12 | 390.11 | 2 | 4' LED Tube - 2 | 30
756 | West Loop Center | SIDE HALL | Common Area and Restrooms | 3990 |  | 6 | 14PB2L T8 (28w) | Troffer Parabolic | 2 | 4' 28w T8, Fluorescent | Electronic | 48 | 0.29 | 1149.12 | 6 | 4' LED Tube - 2 | 30
758 | West Loop Center | CLASS | Classroom | 2997 |  | 9 | 24TP2L T8 | Troffer Prismatic | 2 | 4' 32w T8, Fluorescent | Electronic | 58 | 0.52 | 1564.17 | 9 | 4' LED Tube - 2 | 30
759 | West Loop Center | CLASS | Classroom | 2997 |  | 9 | 24TP2L T8 | Troffer Prismatic | 2 | 4' 32w T8, Fluorescent | Electronic | 58 | 0.52 | 1564.17 | 9 | 4' LED Tube - 2 | 30
760 | West Loop Center | CLASS | Classroom | 2997 |  | 9 | 24TP2L T8 | Troffer Prismatic | 2 | 4' 32w T8, Fluorescent | Electronic | 58 | 0.52 | 1564.17 | 9 | 4' LED Tube - 2 | 30
761 | West Loop Center | CLASS | Classroom | 2997 |  | 9 | 24TP2L T8 | Troffer Prismatic | 2 | 4' 32w T8, Fluorescent | Electronic | 58 | 0.52 | 1564.17 | 9 | 4' LED Tube - 2 | 30
762 | West Loop Center | FACULTY OFFICE | General Work Area | 3990 |  | 6 | 24TP2L T8 | Troffer Prismatic | 2 | 4' 32w T8, Fluorescent | Electronic | 58 | 0.35 | 1388.52 | 6 | 4' LED Tube - 2 | 30
763 | West Loop Center | FACULTY OFFICE | General Work Area | 3990 |  | 6 | 24TP2L T8 | Troffer Prismatic | 2 | 4' 32w T8, Fluorescent | Electronic | 58 | 0.35 | 1388.52 | 6 | 4' LED Tube - 2 | 30
764 | West Loop Center | OFFICE SUITE | General Work Area | 3990 |  | 6 | 24TP2L T8 | Troffer Prismatic | 2 | 4' 32w T8, Fluorescent | Electronic | 58 | 0.35 | 1388.52 | 6 | 4' LED Tube - 2 | 30
768 | West Loop Center | COPY ROOM | General Work Area | 3990 |  | 4 | 24TP2L T8 | Troffer Prismatic | 2 | 4' 32w T8, Fluorescent | Electronic | 58 | 0.23 | 925.68 | 4 | 4' LED Tube - 2 | 30
769 | West Loop Center | OFFICE | Private Office | 3363 |  | 4 | 24TP2L T8 | Troffer Prismatic | 2 | 4' 32w T8, Fluorescent | Electronic | 58 | 0.23 | 780.22 | 4 | 4' LED Tube - 2 | 30
770 | West Loop Center | CLASS ROOM | Classroom | 2997 |  | 12 | 24TP2L T8 | Troffer Prismatic | 2 | 4' 32w T8, Fluorescent | Electronic | 58 | 0.7 | 2085.56 | 12 | 4' LED Tube - 2 | 30
772 | West Loop Center | PVT OFFICE | Private Office | 3363 |  | 3 | 24TP2L T8 | Troffer Prismatic | 2 | 4' 32w T8, Fluorescent | Electronic | 58 | 0.17 | 585.16 | 3 | 4' LED Tube - 2 | 30
773 | West Loop Center | STUDY ROOM | Common Area and Restrooms | 3990 |  | 3 | 24TP2L T8 | Troffer Prismatic | 2 | 4' 32w T8, Fluorescent | Electronic | 58 | 0.17 | 694.26 | 3 | 4' LED Tube - 2 | 30
774 | West Loop Center | STUDY ROOM | Common Area and Restrooms | 3990 |  | 1 | 24TP2L T8 | Troffer Prismatic | 2 | 4' 32w T8, Fluorescent | Electronic | 58 | 0.06 | 231.42 | 1 | 4' LED Tube - 2 | 30
775 | West Loop Center | STUDY ROOM | Common Area and Restrooms | 3990 |  | 1 | 24TP2L T8 | Troffer Prismatic | 2 | 4' 32w T8, Fluorescent | Electronic | 58 | 0.06 | 231.42 | 1 | 4' LED Tube - 2 | 30
776 | West Loop Center | STUDY ROOM | Common Area and Restrooms | 3990 |  | 1 | 24TP2L T8 | Troffer Prismatic | 2 | 4' 32w T8, Fluorescent | Electronic | 58 | 0.06 | 231.42 | 1 | 4' LED Tube - 2 | 30
777 | West Loop Center | STUDY ROOM | Common Area and Restrooms | 3990 |  | 4 | 24TP2L T8 | Troffer Prismatic | 2 | 4' 32w T8, Fluorescent | Electronic | 58 | 0.23 | 925.68 | 4 | 4' LED Tube - 2 | 30
778 | West Loop Center | PVT OFFICE | Private Office | 3363 |  | 4 | 24TP2L T8 | Troffer Prismatic | 2 | 4' 32w T8, Fluorescent | Electronic | 58 | 0.23 | 780.22 | 4 | 4' LED Tube - 2 | 30
782 | West Loop Center | PVT OFFICE | Private Office | 3363 |  | 4 | 24TP2L T8 | Troffer Prismatic | 2 | 4' 32w T8, Fluorescent | Electronic | 58 | 0.23 | 780.22 | 4 | 4' LED Tube - 2 | 30
783 | West Loop Center | WORK ROOM | General Work Area | 3990 |  | 5 | 24TP2L T8 | Troffer Prismatic | 2 | 4' 32w T8, Fluorescent | Electronic | 58 | 0.29 | 1157.1 | 5 | 4' LED Tube - 2 | 30
785 | West Loop Center | LIBRARY | Library Area | 3990 |  | 174 | 24PB2L T8 (28w) | Troffer Parabolic | 2 | 4' 28w T8, Fluorescent | Electronic | 48 | 8.35 | 33324.48 | 174 | 4' LED Tube - 2 | 30
788 | West Loop Center | RR ENTRY | Common Area and Restrooms | 3990 |  | 2 | 14PB2L T8 (28w) | Troffer Parabolic | 2 | 4' 28w T8, Fluorescent | Electronic | 48 | 0.1 | 383.04 | 2 | 4' LED Tube - 2 | 30
789 | West Loop Center | MRR | Common Area and Restrooms | 3990 |  | 3 | 24TP2L T8 | Troffer Prismatic | 2 | 4' 32w T8, Fluorescent | Electronic | 58 | 0.17 | 694.26 | 3 | 4' LED Tube - 2 | 30
791 | West Loop Center | WRR | Common Area and Restrooms | 3990 |  | 3 | 24TP2L T8 | Troffer Prismatic | 2 | 4' 32w T8, Fluorescent | Electronic | 58 | 0.17 | 694.26 | 3 | 4' LED Tube - 2 | 30
793 | West Loop Center | TESTING CENTER | General Work Area | 3990 |  | 20 | 14PB2L T8 (28w) | Troffer Parabolic | 2 | 4' 28w T8, Fluorescent | Electronic | 48 | 0.96 | 3830.4 | 20 | 4' LED Tube - 2 | 30
795 | West Loop Center | CLASS | Classroom | 2997 |  | 20 | 24TP2L T8 | Troffer Prismatic | 2 | 4' 32w T8, Fluorescent | Electronic | 58 | 1.16 | 3475.94 | 20 | 4' LED Tube - 2 | 30
796 | West Loop Center | STUDY ROOM | Common Area and Restrooms | 3990 |  | 4 | 24TP2L T8 | Troffer Prismatic | 2 | 4' 32w T8, Fluorescent | Electronic | 58 | 0.23 | 925.68 | 4 | 4' LED Tube - 2 | 30
797 | West Loop Center | STUDY ROOM | Common Area and Restrooms | 3990 |  | 1 | 24TP2L T8 | Troffer Prismatic | 2 | 4' 32w T8, Fluorescent | Electronic | 58 | 0.06 | 231.42 | 1 | 4' LED Tube - 2 | 30
798 | West Loop Center | STUDY ROOM | Common Area and Restrooms | 3990 |  | 1 | 24TP2L T8 | Troffer Prismatic | 2 | 4' 32w T8, Fluorescent | Electronic | 58 | 0.06 | 231.42 | 1 | 4' LED Tube - 2 | 30
799 | West Loop Center | STUDY ROOM | Common Area and Restrooms | 3990 |  | 1 | 24TP2L T8 | Troffer Prismatic | 2 | 4' 32w T8, Fluorescent | Electronic | 58 | 0.06 | 231.42 | 1 | 4' LED Tube - 2 | 30
800 | West Loop Center | TUTOR ROOM | Common Area and Restrooms | 3990 |  | 4 | 24TP2L T8 | Troffer Prismatic | 2 | 4' 32w T8, Fluorescent | Electronic | 58 | 0.23 | 925.68 | 4 | 4' LED Tube - 2 | 30
801 | West Loop Center | TUTOR ROOM | Common Area and Restrooms | 3990 |  | 4 | 24TP2L T8 | Troffer Prismatic | 2 | 4' 32w T8, Fluorescent | Electronic | 58 | 0.23 | 925.68 | 4 | 4' LED Tube - 2 | 30
802 | West Loop Center | CLASS | Classroom | 2997 |  | 16 | 24TP2L T8 | Troffer Prismatic | 2 | 4' 32w T8, Fluorescent | Electronic | 58 | 0.93 | 2780.75 | 16 | 4' LED Tube - 2 | 30
803 | West Loop Center | CLASS | Classroom | 2997 |  | 16 | 24TP2L T8 | Troffer Prismatic | 2 | 4' 32w T8, Fluorescent | Electronic | 58 | 0.93 | 2780.75 | 16 | 4' LED Tube - 2 | 30
806 | West Loop Center | WORK ROOM | General Work Area | 3990 |  | 3 | 14PB2L T8 (28w) | Troffer Parabolic | 2 | 4' 28w T8, Fluorescent | Electronic | 48 | 0.14 | 574.56 | 3 | 4' LED Tube - 2 | 30
812 | West Loop Center | LOADING DOCK | General Work Area | 3990 |  | 16 | 8S2L T8 | Strip | 2 | 8' 40w T8, Fluorescent | Electronic | 110 | 1.76 | 7022.4 | 16 | 4' LED Tube - 4 8' CK | 60
813 | West Loop Center | ? | General Work Area | 3990 |  | 1 | 8S2L T12 | Strip | 2 | 8' 60w T12, Fluorescent | Magnetic | 123 | 0.12 | 490.77 | 1 | 4' LED Tube - 4 8' CK | 60
815 | West Loop Center | CLASS | Classroom | 2997 |  | 12 | 24TP2L T8 | Troffer Prismatic | 2 | 4' 32w T8, Fluorescent | Electronic | 58 | 0.7 | 2085.56 | 12 | 4' LED Tube - 2 | 30
816 | West Loop Center | HALL | Common Area and Restrooms | 3990 |  | 4 | 14PB2L T8 (28w) | Troffer Parabolic | 2 | 4' 28w T8, Fluorescent | Electronic | 48 | 0.19 | 766.08 | 4 | 4' LED Tube - 2 | 30
817 | West Loop Center | CLASS | Classroom | 2997 |  | 12 | 24TP2L T8 | Troffer Prismatic | 2 | 4' 32w T8, Fluorescent | Electronic | 58 | 0.7 | 2085.56 | 12 | 4' LED Tube - 2 | 30
818 | West Loop Center | CLASS | Classroom | 2997 |  | 12 | 24TP2L T8 | Troffer Prismatic | 2 | 4' 32w T8, Fluorescent | Electronic | 58 | 0.7 | 2085.56 | 12 | 4' LED Tube - 2 | 30
820 | West Loop Center | CLASS | Classroom | 2997 |  | 12 | 24TP2L T8 | Troffer Prismatic | 2 | 4' 32w T8, Fluorescent | Electronic | 58 | 0.7 | 2085.56 | 12 | 4' LED Tube - 2 | 30
821 | West Loop Center | LAB | Classroom | 2997 |  | 16 | 24TP2L T8 | Troffer Prismatic | 2 | 4' 32w T8, Fluorescent | Electronic | 58 | 0.93 | 2780.75 | 16 | 4' LED Tube - 2 | 30
822 | West Loop Center | PREP | Classroom | 2997 |  | 13 | 24TP2L T8 | Troffer Prismatic | 2 | 4' 32w T8, Fluorescent | Electronic | 58 | 0.75 | 2259.36 | 13 | 4' LED Tube - 2 | 30
823 | West Loop Center | LAB | Classroom | 2997 |  | 14 | 24TP2L T8 | Troffer Prismatic | 2 | 4' 32w T8, Fluorescent | Electronic | 58 | 0.81 | 2433.16 | 14 | 4' LED Tube - 2 | 30
824 | West Loop Center | CLASS | Classroom | 2997 |  | 12 | 24TP2L T8 | Troffer Prismatic | 2 | 4' 32w T8, Fluorescent | Electronic | 58 | 0.7 | 2085.56 | 12 | 4' LED Tube - 2 | 30
826 | West Loop Center | CLASS | Classroom | 2997 |  | 12 | 24TP2L T8 | Troffer Prismatic | 2 | 4' 32w T8, Fluorescent | Electronic | 58 | 0.7 | 2085.56 | 12 | 4' LED Tube - 2 | 30
827 | West Loop Center | CLASS | Classroom | 2997 |  | 12 | 24TP2L T8 | Troffer Prismatic | 2 | 4' 32w T8, Fluorescent | Electronic | 58 | 0.7 | 2085.56 | 12 | 4' LED Tube - 2 | 30
828 | West Loop Center | HALL | Common Area and Restrooms | 3990 |  | 4 | 14PB2L T8 (28w) | Troffer Parabolic | 2 | 4' 28w T8, Fluorescent | Electronic | 48 | 0.19 | 766.08 | 4 | 4' LED Tube - 2 | 30
829 | West Loop Center | STUDY ROOM | Common Area and Restrooms | 3990 |  | 2 | 24TP2L T8 | Troffer Prismatic | 2 | 4' 32w T8, Fluorescent | Electronic | 58 | 0.12 | 462.84 | 2 | 4' LED Tube - 2 | 30
830 | West Loop Center | STUDY ROOM | Common Area and Restrooms | 3990 |  | 2 | 24TP2L T8 | Troffer Prismatic | 2 | 4' 32w T8, Fluorescent | Electronic | 58 | 0.12 | 462.84 | 2 | 4' LED Tube - 2 | 30
831 | West Loop Center | STUDY ROOM | Common Area and Restrooms | 3990 |  | 2 | 24TP2L T8 | Troffer Prismatic | 2 | 4' 32w T8, Fluorescent | Electronic | 58 | 0.12 | 462.84 | 2 | 4' LED Tube - 2 | 30
832 | West Loop Center | STUDY ROOM | Common Area and Restrooms | 3990 |  | 2 | 24TP2L T8 | Troffer Prismatic | 2 | 4' 32w T8, Fluorescent | Electronic | 58 | 0.12 | 462.84 | 2 | 4' LED Tube - 2 | 30
833 | West Loop Center | HALL AWNING | Common Area and Restrooms | 3990 |  | 32 | MR-16 | Incandescent | 10 | Halogen, 50w | N/A | 50 | 1.6 | 6384 | 32 | MR16LED7 | 7
834 | West Loop Center | CLASS | Classroom | 2997 |  | 9 | 24TP2L T8 | Troffer Prismatic | 2 | 4' 32w T8, Fluorescent | Electronic | 58 | 0.52 | 1564.17 | 9 | 4' LED Tube - 2 | 30
835 | West Loop Center | LAB | Classroom | 2997 |  | 12 | 24TP2L T8 | Troffer Prismatic | 2 | 4' 32w T8, Fluorescent | Electronic | 58 | 0.7 | 2085.56 | 12 | 4' LED Tube - 2 | 30
836 | West Loop Center | CLASS | Classroom | 2997 |  | 12 | 24TP2L T8 | Troffer Prismatic | 2 | 4' 32w T8, Fluorescent | Electronic | 58 | 0.7 | 2085.56 | 12 | 4' LED Tube - 2 | 30
837 | West Loop Center | LAB | Classroom | 2997 |  | 14 | 24TP2L T8 | Troffer Prismatic | 2 | 4' 32w T8, Fluorescent | Electronic | 58 | 0.81 | 2433.16 | 14 | 4' LED Tube - 2 | 30
838 | West Loop Center | CLASS | Classroom | 2997 |  | 12 | 24TP2L T8 | Troffer Prismatic | 2 | 4' 32w T8, Fluorescent | Electronic | 58 | 0.7 | 2085.56 | 12 | 4' LED Tube - 2 | 30
839 | West Loop Center | HALL | Common Area and Restrooms | 3990 |  | 4 | 14PB2L T8 (28w) | Troffer Parabolic | 2 | 4' 28w T8, Fluorescent | Electronic | 48 | 0.19 | 766.08 | 4 | 4' LED Tube - 2 | 30
841 | West Loop Center | CLASS | Classroom | 2997 |  | 9 | 24TP2L T8 | Troffer Prismatic | 2 | 4' 32w T8, Fluorescent | Electronic | 58 | 0.52 | 1564.17 | 9 | 4' LED Tube - 2 | 30
842 | West Loop Center | CLASS | Classroom | 2997 |  | 12 | 24TP2L T8 | Troffer Prismatic | 2 | 4' 32w T8, Fluorescent | Electronic | 58 | 0.7 | 2085.56 | 12 | 4' LED Tube - 2 | 30
843 | West Loop Center | WEIGHT ROOM | Lounge / Break Area | 3990 |  | 30 | 24TP4L T8 | Troffer Prismatic | 4 | 4' 32w T8, Fluorescent | Electronic | 112 | 3.36 | 13406.4 | 30 | 4' LED Tube - 2 HO | 36
844 | West Loop Center | HALL | Common Area and Restrooms | 3990 |  | 4 | 14PB2L T8 (28w) | Troffer Parabolic | 2 | 4' 28w T8, Fluorescent | Electronic | 48 | 0.19 | 766.08 | 4 | 4' LED Tube - 2 | 30
846 | West Loop Center | FINANCIAL OFFICE | General Work Area | 3990 |  | 4 | 24TP2L T8 | Troffer Prismatic | 2 | 4' 32w T8, Fluorescent | Electronic | 58 | 0.23 | 925.68 | 4 | 4' LED Tube - 2 | 30
847 | West Loop Center | FINANCIAL OFFICE | General Work Area | 3990 |  | 12 | 14PB2L T8 (28w) | Troffer Parabolic | 2 | 4' 28w T8, Fluorescent | Electronic | 48 | 0.58 | 2298.24 | 12 | 4' LED Tube - 2 | 30
849 | West Loop Center | BULLPEN | General Work Area | 3990 |  | 184 | 14PB2L T8 (28w) | Troffer Parabolic | 2 | 4' 28w T8, Fluorescent | Electronic | 48 | 8.83 | 35239.68 | 184 | 4' LED Tube - 2 | 30
850 | West Loop Center | OFFICE | Private Office | 3363 |  | 2 | 24TP2L T8 | Troffer Prismatic | 2 | 4' 32w T8, Fluorescent | Electronic | 58 | 0.12 | 390.11 | 2 | 4' LED Tube - 2 | 30
852 | West Loop Center | RR HALL | Common Area and Restrooms | 3990 |  | 8 | 14PB2L T8 (28w) | Troffer Parabolic | 2 | 4' 28w T8, Fluorescent | Electronic | 48 | 0.38 | 1532.16 | 8 | 4' LED Tube - 2 | 30
853 | West Loop Center | MRR | Common Area and Restrooms | 3990 |  | 7 | 24TP4L T8 | Troffer Prismatic | 4 | 4' 32w T8, Fluorescent | Electronic | 112 | 0.78 | 3128.16 | 7 | 4' LED Tube - 2 | 30
854 | West Loop Center | WRR | Common Area and Restrooms | 3990 |  | 7 | 24TP4L T8 | Troffer Prismatic | 4 | 4' 32w T8, Fluorescent | Electronic | 112 | 0.78 | 3128.16 | 7 | 4' LED Tube - 2 | 30
857 | West Loop Center | INFO DESK | General Work Area | 3990 |  | 4 | 14PB2L T8 (28w) | Troffer Parabolic | 2 | 4' 28w T8, Fluorescent | Electronic | 48 | 0.19 | 766.08 | 4 | 4' LED Tube - 2 | 30
859 | West Loop Center | PVT OFFICE | Private Office | 3363 |  | 4 | 24TP2L T8 | Troffer Prismatic | 2 | 4' 32w T8, Fluorescent | Electronic | 58 | 0.23 | 780.22 | 4 | 4' LED Tube - 2 | 30
860 | West Loop Center | PVT OFFICE | Private Office | 3363 |  | 2 | 24TP2L T8 | Troffer Prismatic | 2 | 4' 32w T8, Fluorescent | Electronic | 58 | 0.12 | 390.11 | 2 | 4' LED Tube - 2 | 30
861 | West Loop Center | RR | Common Area and Restrooms | 3990 |  | 1 | 24TP4L T8 | Troffer Prismatic | 4 | 4' 32w T8, Fluorescent | Electronic | 112 | 0.11 | 446.88 | 1 | 4' LED Tube - 2 | 30
863 | West Loop Center | BREAK/HALL | Common Area and Restrooms | 3990 |  | 20 | 14PB2L T8 (28w) | Troffer Parabolic | 2 | 4' 28w T8, Fluorescent | Electronic | 48 | 0.96 | 3830.4 | 20 | 4' LED Tube - 2 | 30
864 | West Loop Center | BREAK/HALL | Common Area and Restrooms | 3990 |  | 2 | 24TP2L T8 | Troffer Prismatic | 2 | 4' 32w T8, Fluorescent | Electronic | 58 | 0.12 | 462.84 | 2 | 4' LED Tube - 2 | 30
865 | West Loop Center | CONF ROOM | Meeting and Boardrooms | 2681 |  | 8 | 24TP2L T8 | Troffer Prismatic | 2 | 4' 32w T8, Fluorescent | Electronic | 58 | 0.46 | 1244.1 | 8 | 4' LED Tube - 2 | 30
866 | West Loop Center | WINDOW DISPLAY | Display Case | 3990 |  | 4 | FL90 PAR38 | Screw In | 1 | Incandescent, 90w | N/A | 90 | 0.36 | 1436.4 | 4 | FLLED16 PAR38 | 16
868 | West Loop Center | HALL | Common Area and Restrooms | 3990 |  | 10 | 14PB2L T8 (28w) | Troffer Parabolic | 2 | 4' 28w T8, Fluorescent | Electronic | 48 | 0.48 | 1915.2 | 10 | 4' LED Tube - 2 | 30
870 | West Loop Center | CLASS | Classroom | 2997 |  | 9 | 24TP2L T8 | Troffer Prismatic | 2 | 4' 32w T8, Fluorescent | Electronic | 58 | 0.52 | 1564.17 | 9 | 4' LED Tube - 2 | 30
871 | West Loop Center | CLASS | Classroom | 2997 |  | 9 | 24TP2L T8 | Troffer Prismatic | 2 | 4' 32w T8, Fluorescent | Electronic | 58 | 0.52 | 1564.17 | 9 | 4' LED Tube - 2 | 30
872 | West Loop Center | CLASS | Classroom | 2997 |  | 8 | 24TP2L T8 | Troffer Prismatic | 2 | 4' 32w T8, Fluorescent | Electronic | 58 | 0.46 | 1390.38 | 8 | 4' LED Tube - 2 | 30
874 | West Loop Center | CLASS | Classroom | 2997 |  | 8 | 24TP2L T8 | Troffer Prismatic | 2 | 4' 32w T8, Fluorescent | Electronic | 58 | 0.46 | 1390.38 | 8 | 4' LED Tube - 2 | 30
876 | West Loop Center | TRACK HEADS | Common Area and Restrooms | 3990 |  | 15 | FL-65 R30 | Screw In | 1 | Incandescent, 65w | N/A | 65 | 0.98 | 3890.25 | 15 | FLLED14 R30 | 14
878 | West Loop Center | SALES FLOOR | Common Area and Restrooms | 3990 |  | 22 | 24TP2L T8 | Troffer Prismatic | 2 | 4' 32w T8, Fluorescent | Electronic | 58 | 1.28 | 5091.24 | 22 | 4' LED Tube - 2 | 30
879 | West Loop Center | COVE | Common Area and Restrooms | 3990 |  | 35 | 4S2L T8 | Strip | 2 | 4' 32w T8, Fluorescent | Electronic | 58 | 2.03 | 8099.7 | 35 | 4' LED Tube - 2 | 30
881 | West Loop Center | OFFICE | Private Office | 3363 |  | 1 | 4S2L T8 | Strip | 2 | 4' 32w T8, Fluorescent | Electronic | 58 | 0.06 | 195.05 | 1 | 4' LED Tube - 2 | 30
882 | West Loop Center | RR | Common Area and Restrooms | 3990 |  | 1 | 4S2L T8 | Strip | 2 | 4' 32w T8, Fluorescent | Electronic | 58 | 0.06 | 231.42 | 1 | 4' LED Tube - 2 | 30
883 | West Loop Center | OFFICE | Private Office | 3363 |  | 2 | 24TP2L T8 | Troffer Prismatic | 2 | 4' 32w T8, Fluorescent | Electronic | 58 | 0.12 | 390.11 | 2 | 4' LED Tube - 2 | 30
884 | West Loop Center | COVE | Common Area and Restrooms | 3990 |  | 6 | 3S2L T8 | Strip | 2 | 3' 25w T8, Fluorescent | Electronic | 46 | 0.28 | 1101.24 | 6 | 3' LED Tube - 2 | 24
885 | West Loop Center | COMMON COVE | Common Area and Restrooms | 3990 |  | 40 | 4S1L T8 | Strip | 1 | 4' 32w T8, Fluorescent | Electronic | 31 | 1.24 | 4947.6 | 40 | 4' LED Tube - 1 | 15
887 | West Loop Center | HALL | Common Area and Restrooms | 3990 |  | 23 | 24PB2L T8 (28w) | Troffer Parabolic | 2 | 4' 28w T8, Fluorescent | Electronic | 48 | 1.1 | 4404.96 | 23 | 4' LED Tube - 2 | 30
890 | West Loop Center | LAB | Classroom | 2997 |  | 12 | 24PB3L T8 | Troffer Parabolic | 3 | 4' 32w T8, Fluorescent | Electronic | 85 | 1.02 | 3056.43 | 12 | 4' LED Tube - 3 | 45
891 | West Loop Center | LAB | Classroom | 2997 |  | 12 | 24PB3L T8 | Troffer Parabolic | 3 | 4' 32w T8, Fluorescent | Electronic | 85 | 1.02 | 3056.43 | 12 | 4' LED Tube - 3 | 45
893 | West Loop Center | TEACHERS LOUNGE | Lounge / Break Area | 3990 |  | 7 | 24PB3L T8 | Troffer Parabolic | 3 | 4' 32w T8, Fluorescent | Electronic | 85 | 0.6 | 2374.05 | 7 | 4' LED Tube - 3 | 45
894 | West Loop Center | COPY ROOM | General Work Area | 3990 |  | 3 | 24PB3L T8 | Troffer Parabolic | 3 | 4' 32w T8, Fluorescent | Electronic | 85 | 0.26 | 1017.45 | 3 | 4' LED Tube - 3 | 45
895 | West Loop Center | RR | Common Area and Restrooms | 3990 |  | 1 | 4W2L T8 | Wrap | 2 | 4' 32w T8, Fluorescent | Electronic | 58 | 0.06 | 231.42 | 1 | 4' LED Tube - 2 | 30
896 | West Loop Center | RR | Common Area and Restrooms | 3990 |  | 1 | 4W2L T8 | Wrap | 2 | 4' 32w T8, Fluorescent | Electronic | 58 | 0.06 | 231.42 | 1 | 4' LED Tube - 2 | 30
898 | West Loop Center | MRR | Common Area and Restrooms | 3990 |  | 1 | 14PB1L T8 (28w) | Troffer Parabolic | 1 | 4' 28w T8, Fluorescent | Electronic | 25 | 0.03 | 99.75 | 1 | 4' LED Tube - 1 | 15
900 | West Loop Center | WRR | Common Area and Restrooms | 3990 |  | 2 | 14PB1L T8 (28w) | Troffer Parabolic | 1 | 4' 28w T8, Fluorescent | Electronic | 25 | 0.05 | 199.5 | 2 | 4' LED Tube - 1 | 15
905 | West Loop Center | HALL | Common Area and Restrooms | 3990 |  | 14 | 24PB2L T8 (28w) | Troffer Parabolic | 2 | 4' 28w T8, Fluorescent | Electronic | 48 | 0.67 | 2681.28 | 14 | 4' LED Tube - 2 | 30
906 | West Loop Center | SNACK BAR | Common Area and Restrooms | 3990 |  | 5 | 24PB2L T8 (28w) | Troffer Parabolic | 2 | 4' 28w T8, Fluorescent | Electronic | 48 | 0.24 | 957.6 | 5 | 4' LED Tube - 2 | 30
908 | West Loop Center | COVE | Common Area and Restrooms | 3990 |  | 8 | 4S1L T8 | Strip | 1 | 4' 32w T8, Fluorescent | Electronic | 31 | 0.25 | 989.52 | 8 | 4' LED Tube - 1 | 15
909 | West Loop Center | CONF ROOM | Meeting and Boardrooms | 2681 |  | 12 | 24PB3L T8 | Troffer Parabolic | 3 | 4' 32w T8, Fluorescent | Electronic | 85 | 1.02 | 2734.88 | 12 | 4' LED Tube - 3 | 45
911 | West Loop Center | CONF ROOM | Meeting and Boardrooms | 2681 |  | 12 | 24PB3L T8 | Troffer Parabolic | 3 | 4' 32w T8, Fluorescent | Electronic | 85 | 1.02 | 2734.88 | 12 | 4' LED Tube - 3 | 45
912 | West Loop Center | HIGH SCHOOL OFFICE | General Work Area | 3990 |  | 5 | 24TP3L T8 | Troffer Prismatic | 3 | 4' 32w T8, Fluorescent | Electronic | 85 | 0.43 | 1695.75 | 5 | 4' LED Tube - 2 HO | 36
913 | West Loop Center | PVT OFFICE | Private Office | 3363 |  | 2 | 24TP3L T8 | Troffer Prismatic | 3 | 4' 32w T8, Fluorescent | Electronic | 85 | 0.17 | 571.71 | 2 | 4' LED Tube - 2 HO | 36
914 | West Loop Center | PVT OFFICE | Private Office | 3363 |  | 2 | 24TP3L T8 | Troffer Prismatic | 3 | 4' 32w T8, Fluorescent | Electronic | 85 | 0.17 | 571.71 | 2 | 4' LED Tube - 2 HO | 36
915 | West Loop Center | CONF ROOM | Meeting and Boardrooms | 2681 |  | 4 | 24TP3L T8 | Troffer Prismatic | 3 | 4' 32w T8, Fluorescent | Electronic | 85 | 0.34 | 911.63 | 4 | 4' LED Tube - 2 HO | 36
916 | West Loop Center | PVT OFFICE | Private Office | 3363 |  | 4 | 24TP3L T8 | Troffer Prismatic | 3 | 4' 32w T8, Fluorescent | Electronic | 85 | 0.34 | 1143.42 | 4 | 4' LED Tube - 2 HO | 36
917 | West Loop Center | RRx2 | Common Area and Restrooms | 3990 |  | 2 | 24TP3L T8 | Troffer Prismatic | 3 | 4' 32w T8, Fluorescent | Electronic | 85 | 0.17 | 678.3 | 2 | 4' LED Tube - 2 | 30
918 | West Loop Center | BREAK AREA | Lounge / Break Area | 3990 |  | 4 | 24TP3L T8 | Troffer Prismatic | 3 | 4' 32w T8, Fluorescent | Electronic | 85 | 0.34 | 1356.6 | 4 | 4' LED Tube - 2 HO | 36
919 | West Loop Center | OFFICE | Private Office | 3363 |  | 2 | 24TP3L T8 | Troffer Prismatic | 3 | 4' 32w T8, Fluorescent | Electronic | 85 | 0.17 | 571.71 | 2 | 4' LED Tube - 2 HO | 36
920 | West Loop Center | COMP LAB | Classroom | 2997 |  | 6 | 24TP3L T8 | Troffer Prismatic | 3 | 4' 32w T8, Fluorescent | Electronic | 85 | 0.51 | 1528.22 | 6 | 4' LED Tube - 2 HO | 36
922 | West Loop Center | CLINIC | General Work Area | 3990 |  | 1 | 24TP3L T8 | Troffer Prismatic | 3 | 4' 32w T8, Fluorescent | Electronic | 85 | 0.09 | 339.15 | 1 | 4' LED Tube - 2 HO | 36
923 | West Loop Center | OFFICE | Private Office | 3363 |  | 2 | 24TP3L T8 | Troffer Prismatic | 3 | 4' 32w T8, Fluorescent | Electronic | 85 | 0.17 | 571.71 | 2 | 4' LED Tube - 2 HO | 36
925 | West Loop Center | HALL | Common Area and Restrooms | 3990 |  | 4 | 24TP3L T8 | Troffer Prismatic | 3 | 4' 32w T8, Fluorescent | Electronic | 85 | 0.34 | 1356.6 | 4 | 4' LED Tube - 2 | 30
926 | West Loop Center | LUNCH AREA | Dining / Cafeteria and Student Lounge | 3990 |  | 28 | 24TP2L T8 | Troffer Prismatic | 2 | 4' 32w T8, Fluorescent | Electronic | 58 | 1.62 | 6479.76 | 28 | 4' LED Tube - 2 | 30
927 | West Loop Center | ENTRY | Dining / Cafeteria and Student Lounge | 3990 |  | 12 | REC MH-100 | Recessed | 1 | Metal Halide, 100w | Magnetic | 124 | 1.49 | 5937.12 | 12 | HW CC20 | 20
930 | West Loop Center | COMMON AREA | Common Area and Restrooms | 3990 |  | 1 | REC MH-100 | Recessed | 1 | Metal Halide, 100w | Magnetic | 124 | 0.12 | 494.76 | 1 | HW CC20 | 20
931 | West Loop Center | SERVING LINE | Dining / Cafeteria and Student Lounge | 3990 |  | 8 | 24TP3L T8 | Troffer Prismatic | 3 | 4' 32w T8, Fluorescent | Electronic | 85 | 0.68 | 2713.2 | 8 | 4' LED Tube - 2 HO | 36
932 | West Loop Center | HALL | Common Area and Restrooms | 3990 |  | 17 | 24TP2L T8 | Troffer Prismatic | 2 | 4' 32w T8, Fluorescent | Electronic | 58 | 0.99 | 3934.14 | 17 | 4' LED Tube - 2 | 30
935 | West Loop Center | CLASS | Classroom | 2997 |  | 8 | 24TP3L T8 | Troffer Prismatic | 3 | 4' 32w T8, Fluorescent | Electronic | 85 | 0.68 | 2037.62 | 8 | 4' LED Tube - 2 HO | 36
936 | West Loop Center | GYM | General Work Area | 3990 |  | 38 | 24TP3L T8 | Troffer Prismatic | 3 | 4' 32w T8, Fluorescent | Electronic | 85 | 3.23 | 12887.7 | 38 | 4' LED Tube - 2 HO | 36
937 | West Loop Center | DRAMA | Classroom | 2997 |  | 16 | 24TP3L T8 | Troffer Prismatic | 3 | 4' 32w T8, Fluorescent | Electronic | 85 | 1.36 | 4075.24 | 16 | 4' LED Tube - 2 HO | 36
940 | West Loop Center | HALL | Common Area and Restrooms | 3990 |  | 9 | 24TP2L T8 | Troffer Prismatic | 2 | 4' 32w T8, Fluorescent | Electronic | 58 | 0.52 | 2082.78 | 9 | 4' LED Tube - 2 | 30
944 | West Loop Center | COMMON AREA | Common Area and Restrooms | 3990 |  | 3 | SCONCE MH-175 | HID | 1 | Metal Halide, 175w | Magnetic | 208 | 0.62 | 2489.76 | 3 | HW CC20 | 20
945 | West Loop Center | COMMON AREA | Common Area and Restrooms | 3990 |  | 8 | 14PB2L T8 (28w) | Troffer Parabolic | 2 | 4' 28w T8, Fluorescent | Electronic | 48 | 0.38 | 1532.16 | 8 | 4' LED Tube - 2 | 30
950 | West Loop Center | HALL | Common Area and Restrooms | 3990 |  | 22 | 24TP2L T8 | Troffer Prismatic | 2 | 4' 32w T8, Fluorescent | Electronic | 58 | 1.28 | 5091.24 | 22 | 4' LED Tube - 2 | 30
951 | West Loop Center | CLASS | Classroom | 2997 |  | 12 | 24TP3L T8 | Troffer Prismatic | 3 | 4' 32w T8, Fluorescent | Electronic | 85 | 1.02 | 3056.43 | 12 | 4' LED Tube - 2 HO | 36
952 | West Loop Center | CLASS | Classroom | 2997 |  | 12 | 24TP3L T8 | Troffer Prismatic | 3 | 4' 32w T8, Fluorescent | Electronic | 85 | 1.02 | 3056.43 | 12 | 4' LED Tube - 2 HO | 36
953 | West Loop Center | CLASS | Classroom | 2997 |  | 15 | 24TP3L T8 | Troffer Prismatic | 3 | 4' 32w T8, Fluorescent | Electronic | 85 | 1.28 | 3820.54 | 15 | 4' LED Tube - 2 HO | 36
954 | West Loop Center | CLASS | Classroom | 2997 |  | 12 | 24TP3L T8 | Troffer Prismatic | 3 | 4' 32w T8, Fluorescent | Electronic | 85 | 1.02 | 3056.43 | 12 | 4' LED Tube - 2 HO | 36
955 | West Loop Center | CLASS | Classroom | 2997 |  | 12 | 24TP3L T8 | Troffer Prismatic | 3 | 4' 32w T8, Fluorescent | Electronic | 85 | 1.02 | 3056.43 | 12 | 4' LED Tube - 2 HO | 36
956 | West Loop Center | CLASS | Classroom | 2997 |  | 12 | 24TP3L T8 | Troffer Prismatic | 3 | 4' 32w T8, Fluorescent | Electronic | 85 | 1.02 | 3056.43 | 12 | 4' LED Tube - 2 HO | 36
957 | West Loop Center | WORK ROOM | General Work Area | 3990 |  | 9 | 24TP3L T8 | Troffer Prismatic | 3 | 4' 32w T8, Fluorescent | Electronic | 85 | 0.77 | 3052.35 | 9 | 4' LED Tube - 2 HO | 36
959 | West Loop Center | CLASS | Classroom | 2997 |  | 12 | 24TP3L T8 | Troffer Prismatic | 3 | 4' 32w T8, Fluorescent | Electronic | 85 | 1.02 | 3056.43 | 12 | 4' LED Tube - 2 HO | 36
961 | West Loop Center | CLASS | Classroom | 2997 |  | 12 | 24TP3L T8 | Troffer Prismatic | 3 | 4' 32w T8, Fluorescent | Electronic | 85 | 1.02 | 3056.43 | 12 | 4' LED Tube - 2 HO | 36
962 | West Loop Center | OFFICE | Private Office | 3363 |  | 1 | 24TP3L T8 | Troffer Prismatic | 3 | 4' 32w T8, Fluorescent | Electronic | 85 | 0.09 | 285.86 | 1 | 4' LED Tube - 2 HO | 36
963 | West Loop Center | PVT OFFICE | Private Office | 3363 |  | 2 | 24TP3L T8 | Troffer Prismatic | 3 | 4' 32w T8, Fluorescent | Electronic | 85 | 0.17 | 571.71 | 2 | 4' LED Tube - 2 HO | 36
964 | West Loop Center | PVT OFFICE | Private Office | 3363 |  | 2 | 24TP3L T8 | Troffer Prismatic | 3 | 4' 32w T8, Fluorescent | Electronic | 85 | 0.17 | 571.71 | 2 | 4' LED Tube - 2 HO | 36
965 | West Loop Center | CLASS | Classroom | 2997 |  | 12 | 24TP3L T8 | Troffer Prismatic | 3 | 4' 32w T8, Fluorescent | Electronic | 85 | 1.02 | 3056.43 | 12 | 4' LED Tube - 2 HO | 36
966 | West Loop Center | FACULTY | General Work Area | 3990 |  | 4 | 24TP2L T8 | Troffer Prismatic | 2 | 4' 32w T8, Fluorescent | Electronic | 58 | 0.23 | 925.68 | 4 | 4' LED Tube - 2 | 30
967 | West Loop Center | CLASS | Classroom | 2997 |  | 12 | 24TP3L T8 | Troffer Prismatic | 3 | 4' 32w T8, Fluorescent | Electronic | 85 | 1.02 | 3056.43 | 12 | 4' LED Tube - 2 HO | 36
968 | West Loop Center | FACULTY | General Work Area | 3990 |  | 4 | 24TP2L T8 | Troffer Prismatic | 2 | 4' 32w T8, Fluorescent | Electronic | 58 | 0.23 | 925.68 | 4 | 4' LED Tube - 2 | 30
969 | West Loop Center | CLASS | Classroom | 2997 |  | 12 | 24TP3L T8 | Troffer Prismatic | 3 | 4' 32w T8, Fluorescent | Electronic | 85 | 1.02 | 3056.43 | 12 | 4' LED Tube - 2 HO | 36
970 | West Loop Center | FACULTY | General Work Area | 3990 |  | 4 | 24TP2L T8 | Troffer Prismatic | 2 | 4' 32w T8, Fluorescent | Electronic | 58 | 0.23 | 925.68 | 4 | 4' LED Tube - 2 | 30
973 | West Loop Center | STUDY ROOM | Common Area and Restrooms | 3990 |  | 2 | 24TP3L T8 | Troffer Prismatic | 3 | 4' 32w T8, Fluorescent | Electronic | 85 | 0.17 | 678.3 | 2 | 4' LED Tube - 2 | 30
975 | West Loop Center | CLASS | Classroom | 2997 |  | 12 | 24TP3L T8 | Troffer Prismatic | 3 | 4' 32w T8, Fluorescent | Electronic | 85 | 1.02 | 3056.43 | 12 | 4' LED Tube - 2 HO | 36
976 | West Loop Center | BRR | Common Area and Restrooms | 3990 |  | 5 | 24TP2L T8 | Troffer Prismatic | 2 | 4' 32w T8, Fluorescent | Electronic | 58 | 0.29 | 1157.1 | 5 | 4' LED Tube - 2 | 30
978 | West Loop Center | MRR | Common Area and Restrooms | 3990 |  | 1 | 24TP3L T8 | Troffer Prismatic | 3 | 4' 32w T8, Fluorescent | Electronic | 85 | 0.09 | 339.15 | 1 | 4' LED Tube - 2 | 30
979 | West Loop Center | WRR | Common Area and Restrooms | 3990 |  | 1 | 24TP3L T8 | Troffer Prismatic | 3 | 4' 32w T8, Fluorescent | Electronic | 85 | 0.09 | 339.15 | 1 | 4' LED Tube - 2 | 30
981 | West Loop Center | GRR | Common Area and Restrooms | 3990 |  | 5 | 24TP2L T8 | Troffer Prismatic | 2 | 4' 32w T8, Fluorescent | Electronic | 58 | 0.29 | 1157.1 | 5 | 4' LED Tube - 2 | 30
982 | West Loop Center | OFFICE | Private Office | 3363 |  | 3 | 24TP3L T8 | Troffer Prismatic | 3 | 4' 32w T8, Fluorescent | Electronic | 85 | 0.26 | 857.57 | 3 | 4' LED Tube - 2 HO | 36
983 | West Loop Center | OFFICE | Private Office | 3363 |  | 2 | 24TP3L T8 | Troffer Prismatic | 3 | 4' 32w T8, Fluorescent | Electronic | 85 | 0.17 | 571.71 | 2 | 4' LED Tube - 2 HO | 36
984 | West Loop Center | PVT OFFICE | Private Office | 3363 |  | 2 | 24TP3L T8 | Troffer Prismatic | 3 | 4' 32w T8, Fluorescent | Electronic | 85 | 0.17 | 571.71 | 2 | 4' LED Tube - 2 HO | 36
985 | West Loop Center | CLASS | Classroom | 2997 |  | 12 | 24TP3L T8 | Troffer Prismatic | 3 | 4' 32w T8, Fluorescent | Electronic | 85 | 1.02 | 3056.43 | 12 | 4' LED Tube - 2 HO | 36
986 | West Loop Center | CLASS | Classroom | 2997 |  | 12 | 24TP3L T8 | Troffer Prismatic | 3 | 4' 32w T8, Fluorescent | Electronic | 85 | 1.02 | 3056.43 | 12 | 4' LED Tube - 2 HO | 36
987 | West Loop Center | RR ENTRY | Common Area and Restrooms | 3990 |  | 2 | 14PB2L T8 (28w) | Troffer Parabolic | 2 | 4' 28w T8, Fluorescent | Electronic | 48 | 0.1 | 383.04 | 2 | 4' LED Tube - 2 | 30
988 | West Loop Center | OFFICE | General Work Area | 3990 |  | 12 | 24PB3L T8 | Troffer Parabolic | 3 | 4' 32w T8, Fluorescent | Electronic | 85 | 1.02 | 4069.8 | 12 | 4' LED Tube - 3 | 45
990 | West Loop Center | BREAK ROOM | Lounge / Break Area | 3990 |  | 5 | 24PB3L T8 | Troffer Parabolic | 3 | 4' 32w T8, Fluorescent | Electronic | 85 | 0.43 | 1695.75 | 5 | 4' LED Tube - 3 | 45
996 | West Loop Center | CONF ROOM | Meeting and Boardrooms | 2681 |  | 8 | 24PB3L T8 | Troffer Parabolic | 3 | 4' 32w T8, Fluorescent | Electronic | 85 | 0.68 | 1823.25 | 8 | 4' LED Tube - 3 | 45
998 | West Loop Center | HALL | Common Area and Restrooms | 3990 |  | 19 | 24PB2L T8 (28w) | Troffer Parabolic | 2 | 4' 28w T8, Fluorescent | Electronic | 48 | 0.91 | 3638.88 | 19 | 4' LED Tube - 2 | 30
999 | West Loop Center | CLASS | Classroom | 2997 |  | 8 | 24PB3L T8 | Troffer Parabolic | 3 | 4' 32w T8, Fluorescent | Electronic | 85 | 0.68 | 2037.62 | 8 | 4' LED Tube - 3 | 45
1000 | West Loop Center | CLASS | Classroom | 2997 |  | 8 | 24PB3L T8 | Troffer Parabolic | 3 | 4' 32w T8, Fluorescent | Electronic | 85 | 0.68 | 2037.62 | 8 | 4' LED Tube - 3 | 45
1001 | West Loop Center | OFFICE | Private Office | 3363 |  | 2 | 24PB3L T8 | Troffer Parabolic | 3 | 4' 32w T8, Fluorescent | Electronic | 85 | 0.17 | 571.71 | 2 | 4' LED Tube - 3 | 45
1003 | West Loop Center | MRR | Common Area and Restrooms | 3990 |  | 1 | 14PB1L T8 (28w) | Troffer Parabolic | 1 | 4' 28w T8, Fluorescent | Electronic | 25 | 0.03 | 99.75 | 1 | 4' LED Tube - 1 | 15
1005 | West Loop Center | WRR | Common Area and Restrooms | 3990 |  | 2 | 14PB1L T8 (28w) | Troffer Parabolic | 1 | 4' 28w T8, Fluorescent | Electronic | 25 | 0.05 | 199.5 | 2 | 4' LED Tube - 1 | 15
1008 | West Loop Center | LAB | Classroom | 2997 |  | 15 | 24PB3L T8 | Troffer Parabolic | 3 | 4' 32w T8, Fluorescent | Electronic | 85 | 1.28 | 3820.54 | 15 | 4' LED Tube - 3 | 45
1009 | West Loop Center | LAB | Classroom | 2997 |  | 15 | 24PB3L T8 | Troffer Parabolic | 3 | 4' 32w T8, Fluorescent | Electronic | 85 | 1.28 | 3820.54 | 15 | 4' LED Tube - 3 | 45
1010 | West Loop Center | TRAINING | General Work Area | 3990 |  | 12 | 24PB3L T8 | Troffer Parabolic | 3 | 4' 32w T8, Fluorescent | Electronic | 85 | 1.02 | 4069.8 | 12 | 4' LED Tube - 3 | 45
1011 | West Loop Center | LAB | Classroom | 2997 |  | 12 | 24PB3L T8 | Troffer Parabolic | 3 | 4' 32w T8, Fluorescent | Electronic | 85 | 1.02 | 3056.43 | 12 | 4' LED Tube - 3 | 45
1012 | West Loop Center | LAB | Classroom | 2997 |  | 12 | 24PB3L T8 | Troffer Parabolic | 3 | 4' 32w T8, Fluorescent | Electronic | 85 | 1.02 | 3056.43 | 12 | 4' LED Tube - 3 | 45
1014 | West Loop Center | COVE | Common Area and Restrooms | 3990 |  | 32 | 4S1L T8 | Strip | 1 | 4' 32w T8, Fluorescent | Electronic | 31 | 0.99 | 3958.08 | 32 | 4' LED Tube - 1 | 15
1017 | West Loop Center | FIRE ROOM | General Work Area | 3990 |  | 2 | 4S2L T8 | Strip | 2 | 4' 32w T8, Fluorescent | Electronic | 58 | 0.12 | 462.84 | 2 | 4' LED Tube - 2 | 30
1018 | West Loop Center | MEETING ROOM | Meeting and Boardrooms | 2681 |  | 8 | 24PB3L T8 | Troffer Parabolic | 3 | 4' 32w T8, Fluorescent | Electronic | 85 | 0.68 | 1823.25 | 8 | 4' LED Tube - 3 | 45
1019 | West Loop Center | LAB | Classroom | 2997 |  | 15 | 24PB3L T8 | Troffer Parabolic | 3 | 4' 32w T8, Fluorescent | Electronic | 85 | 1.28 | 3820.54 | 15 | 4' LED Tube - 3 | 45
1020 | West Loop Center | LAB | Classroom | 2997 |  | 9 | 24PB3L T8 | Troffer Parabolic | 3 | 4' 32w T8, Fluorescent | Electronic | 85 | 0.77 | 2292.32 | 9 | 4' LED Tube - 3 | 45
1021 | West Loop Center | LAB | Classroom | 2997 |  | 9 | 24PB3L T8 | Troffer Parabolic | 3 | 4' 32w T8, Fluorescent | Electronic | 85 | 0.77 | 2292.32 | 9 | 4' LED Tube - 3 | 45
1022 | West Loop Center | LAB | Classroom | 2997 |  | 9 | 24PB3L T8 | Troffer Parabolic | 3 | 4' 32w T8, Fluorescent | Electronic | 85 | 0.77 | 2292.32 | 9 | 4' LED Tube - 3 | 45
1023 | West Loop Center | CLASS | Classroom | 2997 |  | 8 | 24PB3L T8 | Troffer Parabolic | 3 | 4' 32w T8, Fluorescent | Electronic | 85 | 0.68 | 2037.62 | 8 | 4' LED Tube - 3 | 45
1024 | West Loop Center | CLASS | Classroom | 2997 |  | 8 | 24PB3L T8 | Troffer Parabolic | 3 | 4' 32w T8, Fluorescent | Electronic | 85 | 0.68 | 2037.62 | 8 | 4' LED Tube - 3 | 45
1025 | West Loop Center | HALL | Common Area and Restrooms | 3990 |  | 8 | 24PB2L T8 (28w) | Troffer Parabolic | 2 | 4' 28w T8, Fluorescent | Electronic | 48 | 0.38 | 1532.16 | 8 | 4' LED Tube - 2 | 30
1026 | West Loop Center | CROSS HALL | Common Area and Restrooms | 3990 |  | 4 | 24PB2L T8 (28w) | Troffer Parabolic | 2 | 4' 28w T8, Fluorescent | Electronic | 48 | 0.19 | 766.08 | 4 | 4' LED Tube - 2 | 30
1028 | West Loop Center | WORK ROOM | General Work Area | 3990 |  | 8 | 24PB3L T8 | Troffer Parabolic | 3 | 4' 32w T8, Fluorescent | Electronic | 85 | 0.68 | 2713.2 | 8 | 4' LED Tube - 3 | 45
1029 | West Loop Center | LAB | Classroom | 2997 |  | 9 | 4S2L T8 | Strip | 2 | 4' 32w T8, Fluorescent | Electronic | 58 | 0.52 | 1564.17 | 9 | 4' LED Tube - 2 | 30
1030 | West Loop Center | LAB | Classroom | 2997 |  | 9 | 4S2L T8 | Strip | 2 | 4' 32w T8, Fluorescent | Electronic | 58 | 0.52 | 1564.17 | 9 | 4' LED Tube - 2 | 30
1032 | West Loop Center | CROSS HALL | Common Area and Restrooms | 3990 |  | 5 | 24PB2L T8 (28w) | Troffer Parabolic | 2 | 4' 28w T8, Fluorescent | Electronic | 48 | 0.24 | 957.6 | 5 | 4' LED Tube - 2 | 30
1034 | West Loop Center | BREAK ROOM | Lounge / Break Area | 3990 |  | 8 | 24PB3L T8 | Troffer Parabolic | 3 | 4' 32w T8, Fluorescent | Electronic | 85 | 0.68 | 2713.2 | 8 | 4' LED Tube - 3 | 45
1035 | West Loop Center | PVT OFFICE | Private Office | 3363 |  | 2 | 24PB3L T8 | Troffer Parabolic | 3 | 4' 32w T8, Fluorescent | Electronic | 85 | 0.17 | 571.71 | 2 | 4' LED Tube - 3 | 45
1036 | West Loop Center | REAL ESTATE | General Work Area | 3990 |  | 9 | 24PB3L T8 | Troffer Parabolic | 3 | 4' 32w T8, Fluorescent | Electronic | 85 | 0.77 | 3052.35 | 9 | 4' LED Tube - 3 | 45
1037 | West Loop Center | REAL ESTATE | General Work Area | 3990 |  | 4 | 24PB3L T8 | Troffer Parabolic | 3 | 4' 32w T8, Fluorescent | Electronic | 85 | 0.34 | 1356.6 | 4 | 4' LED Tube - 3 | 45
1038 | West Loop Center | LAB | Classroom | 2997 |  | 9 | 24PB3L T8 | Troffer Parabolic | 3 | 4' 32w T8, Fluorescent | Electronic | 85 | 0.77 | 2292.32 | 9 | 4' LED Tube - 3 | 45
1039 | West Loop Center | PVT OFFICE | Private Office | 3363 |  | 2 | 24PB3L T8 | Troffer Parabolic | 3 | 4' 32w T8, Fluorescent | Electronic | 85 | 0.17 | 571.71 | 2 | 4' LED Tube - 3 | 45
1040 | West Loop Center | PVT OFFICE | Private Office | 3363 |  | 4 | 24PB3L T8 | Troffer Parabolic | 3 | 4' 32w T8, Fluorescent | Electronic | 85 | 0.34 | 1143.42 | 4 | 4' LED Tube - 3 | 45
1042 | West Loop Center | COVE | Common Area and Restrooms | 3990 |  | 16 | 4S1L T8 | Strip | 1 | 4' 32w T8, Fluorescent | Electronic | 31 | 0.5 | 1979.04 | 16 | 4' LED Tube - 1 | 15
1044 | West Loop Center | PVT OFFICE | Private Office | 3363 |  | 3 | 24PB3L T8 | Troffer Parabolic | 3 | 4' 32w T8, Fluorescent | Electronic | 85 | 0.26 | 857.57 | 3 | 4' LED Tube - 3 | 45
1045 | West Loop Center | PVT OFFICE | Private Office | 3363 |  | 3 | 24PB3L T8 | Troffer Parabolic | 3 | 4' 32w T8, Fluorescent | Electronic | 85 | 0.26 | 857.57 | 3 | 4' LED Tube - 3 | 45
1048 | West Loop Center | COVE | Common Area and Restrooms | 3990 |  | 34 | 4S1L T8 | Strip | 1 | 4' 32w T8, Fluorescent | Electronic | 31 | 1.05 | 4205.46 | 34 | 4' LED Tube - 1 | 15
1050 | West Loop Center | CLASS | Classroom | 2997 |  | 9 | 24PB3L T8 | Troffer Parabolic | 3 | 4' 32w T8, Fluorescent | Electronic | 85 | 0.77 | 2292.32 | 9 | 4' LED Tube - 3 | 45
1051 | West Loop Center | CLASS | Classroom | 2997 |  | 9 | 24PB3L T8 | Troffer Parabolic | 3 | 4' 32w T8, Fluorescent | Electronic | 85 | 0.77 | 2292.32 | 9 | 4' LED Tube - 3 | 45
1053 | West Loop Center | CLASS | Classroom | 2997 |  | 9 | 24PB3L T8 | Troffer Parabolic | 3 | 4' 32w T8, Fluorescent | Electronic | 85 | 0.77 | 2292.32 | 9 | 4' LED Tube - 3 | 45
1054 | West Loop Center | BULLPEN AREA | General Work Area | 3990 |  | 52 | 24PB3L T8 | Troffer Parabolic | 3 | 4' 32w T8, Fluorescent | Electronic | 85 | 4.42 | 17635.8 | 52 | 4' LED Tube - 3 | 45
1055 | West Loop Center | MAIL ROOM | General Work Area | 3990 |  | 4 | 24PB3L T8 | Troffer Parabolic | 3 | 4' 32w T8, Fluorescent | Electronic | 85 | 0.34 | 1356.6 | 4 | 4' LED Tube - 3 | 45
1056 | West Loop Center | BREAK ROOM | Lounge / Break Area | 3990 |  | 4 | 24PB3L T8 | Troffer Parabolic | 3 | 4' 32w T8, Fluorescent | Electronic | 85 | 0.34 | 1356.6 | 4 | 4' LED Tube - 3 | 45
1058 | West Loop Center | CONF ROOM | Meeting and Boardrooms | 2681 |  | 6 | 24PB3L T8 | Troffer Parabolic | 3 | 4' 32w T8, Fluorescent | Electronic | 85 | 0.51 | 1367.44 | 6 | 4' LED Tube - 3 | 45
1059 | West Loop Center | COPY ROOM | General Work Area | 3990 |  | 2 | 24PB3L T8 | Troffer Parabolic | 3 | 4' 32w T8, Fluorescent | Electronic | 85 | 0.17 | 678.3 | 2 | 4' LED Tube - 3 | 45
1060 | West Loop Center | CLASS | Classroom | 2997 |  | 9 | 24PB3L T8 | Troffer Parabolic | 3 | 4' 32w T8, Fluorescent | Electronic | 85 | 0.77 | 2292.32 | 9 | 4' LED Tube - 3 | 45
1061 | West Loop Center | CLASS | Classroom | 2997 |  | 9 | 24PB3L T8 | Troffer Parabolic | 3 | 4' 32w T8, Fluorescent | Electronic | 85 | 0.77 | 2292.32 | 9 | 4' LED Tube - 3 | 45
1062 | West Loop Center | HALL | Common Area and Restrooms | 3990 |  | 17 | 24PB2L T8 (28w) | Troffer Parabolic | 2 | 4' 28w T8, Fluorescent | Electronic | 48 | 0.82 | 3255.84 | 17 | 4' LED Tube - 2 | 30
1063 | West Loop Center | STAIRS | Stairs and Elevators | 8760 |  | 3 | 4S2L T8 | Strip | 2 | 4' 32w T8, Fluorescent | Electronic | 58 | 0.17 | 1524.24 | 3 | 4' LED Tube - 2 | 30
1065 | West Loop Center | HALL | Common Area and Restrooms | 3990 |  | 16 | 24PB2L T8 (28w) | Troffer Parabolic | 2 | 4' 28w T8, Fluorescent | Electronic | 48 | 0.77 | 3064.32 | 16 | 4' LED Tube - 2 | 30
1066 | West Loop Center | LAB | Classroom | 2997 |  | 24 | 24PB3L T8 | Troffer Parabolic | 3 | 4' 32w T8, Fluorescent | Electronic | 85 | 2.04 | 6112.86 | 24 | 4' LED Tube - 3 | 45
1067 | West Loop Center | CLASS | Classroom | 2997 |  | 12 | 24PB3L T8 | Troffer Parabolic | 3 | 4' 32w T8, Fluorescent | Electronic | 85 | 1.02 | 3056.43 | 12 | 4' LED Tube - 3 | 45
1068 | West Loop Center | CLASS | Classroom | 2997 |  | 9 | 24PB3L T8 | Troffer Parabolic | 3 | 4' 32w T8, Fluorescent | Electronic | 85 | 0.77 | 2292.32 | 9 | 4' LED Tube - 3 | 45
1070 | West Loop Center | MRR | Common Area and Restrooms | 3990 |  | 2 | 14PB1L T8 (28w) | Troffer Parabolic | 1 | 4' 28w T8, Fluorescent | Electronic | 25 | 0.05 | 199.5 | 2 | 4' LED Tube - 1 | 15
1071 | West Loop Center | WRR | Common Area and Restrooms | 3990 |  | 2 | 14PB1L T8 (28w) | Troffer Parabolic | 1 | 4' 28w T8, Fluorescent | Electronic | 25 | 0.05 | 199.5 | 2 | 4' LED Tube - 1 | 15
1075 | West Loop Center | MEZZ HALL | Common Area and Restrooms | 3990 |  | 28 | 14PB2L T8 (28w) | Troffer Parabolic | 2 | 4' 28w T8, Fluorescent | Electronic | 48 | 1.34 | 5362.56 | 28 | 4' LED Tube - 2 | 30
1076 | West Loop Center | IDF ROOM | General Work Area | 3990 |  | 12 | 24TP3L T8 | Troffer Prismatic | 3 | 4' 32w T8, Fluorescent | Electronic | 85 | 1.02 | 4069.8 | 12 | 4' LED Tube - 2 HO | 36
1077 | West Loop Center | OFFICE | General Work Area | 3990 |  | 9 | 24TP3L T8 | Troffer Prismatic | 3 | 4' 32w T8, Fluorescent | Electronic | 85 | 0.77 | 3052.35 | 9 | 4' LED Tube - 2 HO | 36
1078 | West Loop Center | OFFICE COMMON | General Work Area | 3990 |  | 49 | 24TP2L T8 | Troffer Prismatic | 2 | 4' 32w T8, Fluorescent | Electronic | 58 | 2.84 | 11339.58 | 49 | 4' LED Tube - 2 | 30
1079 | West Loop Center | COMMON AREA | Common Area and Restrooms | 3990 |  | 17 | 24PB2L T8 (28w) | Troffer Parabolic | 2 | 4' 28w T8, Fluorescent | Electronic | 48 | 0.82 | 3255.84 | 17 | 4' LED Tube - 2 | 30
1080 | West Loop Center | PVT OFFICE | Private Office | 3363 |  | 2 | 24PB2L T8 (28w) | Troffer Parabolic | 2 | 4' 28w T8, Fluorescent | Electronic | 48 | 0.1 | 322.85 | 2 | 4' LED Tube - 2 | 30
1081 | West Loop Center | PVT OFFICE | Private Office | 3363 |  | 2 | 24PB2L T8 (28w) | Troffer Parabolic | 2 | 4' 28w T8, Fluorescent | Electronic | 48 | 0.1 | 322.85 | 2 | 4' LED Tube - 2 | 30
1082 | West Loop Center | PVT OFFICE | Private Office | 3363 |  | 2 | 24PB2L T8 (28w) | Troffer Parabolic | 2 | 4' 28w T8, Fluorescent | Electronic | 48 | 0.1 | 322.85 | 2 | 4' LED Tube - 2 | 30
1083 | West Loop Center | PVT OFFICE | Private Office | 3363 |  | 2 | 24PB2L T8 (28w) | Troffer Parabolic | 2 | 4' 28w T8, Fluorescent | Electronic | 48 | 0.1 | 322.85 | 2 | 4' LED Tube - 2 | 30
1084 | West Loop Center | PVT OFFICE | Private Office | 3363 |  | 2 | 24PB2L T8 (28w) | Troffer Parabolic | 2 | 4' 28w T8, Fluorescent | Electronic | 48 | 0.1 | 322.85 | 2 | 4' LED Tube - 2 | 30
1085 | West Loop Center | PVT OFFICE | Private Office | 3363 |  | 2 | 24PB2L T8 (28w) | Troffer Parabolic | 2 | 4' 28w T8, Fluorescent | Electronic | 48 | 0.1 | 322.85 | 2 | 4' LED Tube - 2 | 30
1086 | West Loop Center | PVT OFFICE | Private Office | 3363 |  | 2 | 24PB2L T8 (28w) | Troffer Parabolic | 2 | 4' 28w T8, Fluorescent | Electronic | 48 | 0.1 | 322.85 | 2 | 4' LED Tube - 2 | 30
1088 | West Loop Center | PVT OFFICE | Private Office | 3363 |  | 2 | 24TP2L T8 | Troffer Prismatic | 2 | 4' 32w T8, Fluorescent | Electronic | 58 | 0.12 | 390.11 | 2 | 4' LED Tube - 2 | 30
1089 | West Loop Center | PVT OFFICE | Private Office | 3363 |  | 3 | 24TP2L T8 | Troffer Prismatic | 2 | 4' 32w T8, Fluorescent | Electronic | 58 | 0.17 | 585.16 | 3 | 4' LED Tube - 2 | 30
1090 | West Loop Center | PVT OFFICE | Private Office | 3363 |  | 3 | 24TP2L T8 | Troffer Prismatic | 2 | 4' 32w T8, Fluorescent | Electronic | 58 | 0.17 | 585.16 | 3 | 4' LED Tube - 2 | 30
1091 | West Loop Center | PVT OFFICE | Private Office | 3363 |  | 3 | 24TP2L T8 | Troffer Prismatic | 2 | 4' 32w T8, Fluorescent | Electronic | 58 | 0.17 | 585.16 | 3 | 4' LED Tube - 2 | 30
1092 | West Loop Center | PVT OFFICE | Private Office | 3363 |  | 3 | 24TP2L T8 | Troffer Prismatic | 2 | 4' 32w T8, Fluorescent | Electronic | 58 | 0.17 | 585.16 | 3 | 4' LED Tube - 2 | 30
1093 | West Loop Center | PVT OFFICE | Private Office | 3363 |  | 3 | 24TP2L T8 | Troffer Prismatic | 2 | 4' 32w T8, Fluorescent | Electronic | 58 | 0.17 | 585.16 | 3 | 4' LED Tube - 2 | 30
1094 | West Loop Center | PVT OFFICE | Private Office | 3363 |  | 3 | 24TP2L T8 | Troffer Prismatic | 2 | 4' 32w T8, Fluorescent | Electronic | 58 | 0.17 | 585.16 | 3 | 4' LED Tube - 2 | 30
1095 | West Loop Center | PVT OFFICE | Private Office | 3363 |  | 3 | 24TP2L T8 | Troffer Prismatic | 2 | 4' 32w T8, Fluorescent | Electronic | 58 | 0.17 | 585.16 | 3 | 4' LED Tube - 2 | 30
1096 | West Loop Center | PVT OFFICE | Private Office | 3363 |  | 3 | 24TP2L T8 | Troffer Prismatic | 2 | 4' 32w T8, Fluorescent | Electronic | 58 | 0.17 | 585.16 | 3 | 4' LED Tube - 2 | 30
1097 | West Loop Center | PVT OFFICE | Private Office | 3363 |  | 3 | 24TP2L T8 | Troffer Prismatic | 2 | 4' 32w T8, Fluorescent | Electronic | 58 | 0.17 | 585.16 | 3 | 4' LED Tube - 2 | 30
1098 | West Loop Center | MRR | Common Area and Restrooms | 3990 |  | 4 | 24TP3L T8 | Troffer Prismatic | 3 | 4' 32w T8, Fluorescent | Electronic | 85 | 0.34 | 1356.6 | 4 | 4' LED Tube - 2 | 30
1099 | West Loop Center | WRR | Common Area and Restrooms | 3990 |  | 4 | 24TP3L T8 | Troffer Prismatic | 3 | 4' 32w T8, Fluorescent | Electronic | 85 | 0.34 | 1356.6 | 4 | 4' LED Tube - 2 | 30
1101 | West Loop Center | PVT OFFICE | Private Office | 3363 |  | 8 | 24PB3L T8 | Troffer Parabolic | 3 | 4' 32w T8, Fluorescent | Electronic | 85 | 0.68 | 2286.84 | 8 | 4' LED Tube - 3 | 45
1102 | West Loop Center | OFFICE | General Work Area | 3990 |  | 10 | 24PB3L T8 | Troffer Parabolic | 3 | 4' 32w T8, Fluorescent | Electronic | 85 | 0.85 | 3391.5 | 10 | 4' LED Tube - 3 | 45
1103 | West Loop Center | OFFICE | General Work Area | 3990 |  | 1 | 24PB2L T8 (28w) | Troffer Parabolic | 2 | 4' 28w T8, Fluorescent | Electronic | 48 | 0.05 | 191.52 | 1 | 4' LED Tube - 2 | 30
1104 | West Loop Center | STAIRS | Stairs and Elevators | 8760 |  | 2 | 14PB2L T8 (28w) | Troffer Parabolic | 2 | 4' 28w T8, Fluorescent | Electronic | 48 | 0.1 | 840.96 | 2 | 4' LED Tube - 2 | 30
1105 | West Loop Center | HALL | Common Area and Restrooms | 3990 |  | 2 | 24PB2L T8 (28w) | Troffer Parabolic | 2 | 4' 28w T8, Fluorescent | Electronic | 48 | 0.1 | 383.04 | 2 | 4' LED Tube - 2 | 30
1107 | West Loop Center | COMMON COVE | Common Area and Restrooms | 3990 |  | 116 | 4S1L T8 | Strip | 1 | 4' 32w T8, Fluorescent | Electronic | 31 | 3.6 | 14348.04 | 116 | 4' LED Tube - 1 | 15
1113 | West Loop Center | CLASS | Classroom | 2997 |  | 9 | 24PB3L T8 | Troffer Parabolic | 3 | 4' 32w T8, Fluorescent | Electronic | 85 | 0.77 | 2292.32 | 9 | 4' LED Tube - 3 | 45
1114 | West Loop Center | CLASS | Classroom | 2997 |  | 9 | 24PB3L T8 | Troffer Parabolic | 3 | 4' 32w T8, Fluorescent | Electronic | 85 | 0.77 | 2292.32 | 9 | 4' LED Tube - 3 | 45
1115 | West Loop Center | CLASS | Classroom | 2997 |  | 9 | 24PB3L T8 | Troffer Parabolic | 3 | 4' 32w T8, Fluorescent | Electronic | 85 | 0.77 | 2292.32 | 9 | 4' LED Tube - 3 | 45
1116 | West Loop Center | CLASS | Classroom | 2997 |  | 9 | 24PB3L T8 | Troffer Parabolic | 3 | 4' 32w T8, Fluorescent | Electronic | 85 | 0.77 | 2292.32 | 9 | 4' LED Tube - 3 | 45
1117 | West Loop Center | CLASS | Classroom | 2997 |  | 9 | 24PB3L T8 | Troffer Parabolic | 3 | 4' 32w T8, Fluorescent | Electronic | 85 | 0.77 | 2292.32 | 9 | 4' LED Tube - 3 | 45
1118 | West Loop Center | CLASS | Classroom | 2997 |  | 9 | 24PB3L T8 | Troffer Parabolic | 3 | 4' 32w T8, Fluorescent | Electronic | 85 | 0.77 | 2292.32 | 9 | 4' LED Tube - 3 | 45
1119 | West Loop Center | CLASS | Classroom | 2997 |  | 9 | 24PB3L T8 | Troffer Parabolic | 3 | 4' 32w T8, Fluorescent | Electronic | 85 | 0.77 | 2292.32 | 9 | 4' LED Tube - 3 | 45
1121 | West Loop Center | LAB | Classroom | 2997 |  | 24 | 24PB3L T8 | Troffer Parabolic | 3 | 4' 32w T8, Fluorescent | Electronic | 85 | 2.04 | 6112.86 | 24 | 4' LED Tube - 3 | 45
1122 | West Loop Center | HALL | Common Area and Restrooms | 3990 |  | 11 | 24PB2L T8 (28w) | Troffer Parabolic | 2 | 4' 28w T8, Fluorescent | Electronic | 48 | 0.53 | 2106.72 | 11 | 4' LED Tube - 2 | 30
1123 | West Loop Center | HALL | Common Area and Restrooms | 3990 |  | 6 | 24PB2L T8 (28w) | Troffer Parabolic | 2 | 4' 28w T8, Fluorescent | Electronic | 48 | 0.29 | 1149.12 | 6 | 4' LED Tube - 2 | 30
1126 | West Loop Center | <BLANK> | Common Area and Restrooms | 3990 |  | 1 | 14PB1L T8 (28w) | Troffer Parabolic | 1 | 4' 28w T8, Fluorescent | Electronic | 25 | 0.03 | 99.75 | 1 | 4' LED Tube - 1 | 15
1127 | West Loop Center | WRR | Common Area and Restrooms | 3990 |  | 2 | 14PB1L T8 (28w) | Troffer Parabolic | 1 | 4' 28w T8, Fluorescent | Electronic | 25 | 0.05 | 199.5 | 2 | 4' LED Tube - 1 | 15
1129 | West Loop Center | HALL | Common Area and Restrooms | 3990 |  | 15 | 24PB2L T8 (28w) | Troffer Parabolic | 2 | 4' 28w T8, Fluorescent | Electronic | 48 | 0.72 | 2872.8 | 15 | 4' LED Tube - 2 | 30
1130 | West Loop Center | CLASS | Classroom | 2997 |  | 6 | 24PB3L T8 | Troffer Parabolic | 3 | 4' 32w T8, Fluorescent | Electronic | 85 | 0.51 | 1528.22 | 6 | 4' LED Tube - 3 | 45
1131 | West Loop Center | CLASS | Classroom | 2997 |  | 12 | 24PB3L T8 | Troffer Parabolic | 3 | 4' 32w T8, Fluorescent | Electronic | 85 | 1.02 | 3056.43 | 12 | 4' LED Tube - 3 | 45
1132 | West Loop Center | CLASS | Classroom | 2997 |  | 12 | 24PB3L T8 | Troffer Parabolic | 3 | 4' 32w T8, Fluorescent | Electronic | 85 | 1.02 | 3056.43 | 12 | 4' LED Tube - 3 | 45
1133 | West Loop Center | CLASS | Classroom | 2997 |  | 9 | 24PB3L T8 | Troffer Parabolic | 3 | 4' 32w T8, Fluorescent | Electronic | 85 | 0.77 | 2292.32 | 9 | 4' LED Tube - 3 | 45
1134 | West Loop Center | CLASS | Classroom | 2997 |  | 9 | 24PB3L T8 | Troffer Parabolic | 3 | 4' 32w T8, Fluorescent | Electronic | 85 | 0.77 | 2292.32 | 9 | 4' LED Tube - 3 | 45
1135 | West Loop Center | CLASS | Classroom | 2997 |  | 9 | 24PB3L T8 | Troffer Parabolic | 3 | 4' 32w T8, Fluorescent | Electronic | 85 | 0.77 | 2292.32 | 9 | 4' LED Tube - 3 | 45
1136 | West Loop Center | CLASS | Classroom | 2997 |  | 9 | 24PB3L T8 | Troffer Parabolic | 3 | 4' 32w T8, Fluorescent | Electronic | 85 | 0.77 | 2292.32 | 9 | 4' LED Tube - 3 | 45
1137 | West Loop Center | CLASS | Classroom | 2997 |  | 9 | 24PB3L T8 | Troffer Parabolic | 3 | 4' 32w T8, Fluorescent | Electronic | 85 | 0.77 | 2292.32 | 9 | 4' LED Tube - 3 | 45
1141 | West Loop Center | OFFICE | Private Office | 3363 |  | 4 | 24PB2L T8 (28w) | Troffer Parabolic | 2 | 4' 28w T8, Fluorescent | Electronic | 48 | 0.19 | 645.7 | 4 | 4' LED Tube - 2 | 30
1142 | West Loop Center | COPY ROOM | General Work Area | 3990 |  | 4 | 24PB2L T8 (28w) | Troffer Parabolic | 2 | 4' 28w T8, Fluorescent | Electronic | 48 | 0.19 | 766.08 | 4 | 4' LED Tube - 2 | 30
1144 | West Loop Center | ART | Classroom | 2997 |  | 9 | 24PB3L T8 | Troffer Parabolic | 3 | 4' 32w T8, Fluorescent | Electronic | 85 | 0.77 | 2292.32 | 9 | 4' LED Tube - 3 | 45
1145 | West Loop Center | ART | Classroom | 2997 |  | 12 | 24PB3L T8 | Troffer Parabolic | 3 | 4' 32w T8, Fluorescent | Electronic | 85 | 1.02 | 3056.43 | 12 | 4' LED Tube - 3 | 45
1146 | West Loop Center | ART | Classroom | 2997 |  | 12 | 24PB3L T8 | Troffer Parabolic | 3 | 4' 32w T8, Fluorescent | Electronic | 85 | 1.02 | 3056.43 | 12 | 4' LED Tube - 3 | 45
1147 | West Loop Center | ART | Classroom | 2997 |  | 9 | 24PB3L T8 | Troffer Parabolic | 3 | 4' 32w T8, Fluorescent | Electronic | 85 | 0.77 | 2292.32 | 9 | 4' LED Tube - 3 | 45
1148 | West Loop Center | EXTERIOR CANOPY | Exterior Lighting | 4380 |  | 14 | CANOPY MH-100 | Canopy | 1 | Metal Halide, 100w | Magnetic | 124 | 1.74 | 7603.68 | 14 | NFCANOPYLED20 | 20
1149 | West Loop Center | POLES | Exterior Lighting | 4380 |  | 74 | POLE MH-1000 | Pole | 1 | Metal Halide, 1000w | Magnetic | 1078 | 79.77 | 349392.6 | 74 | ELSLED400 | 400
1150 | West Loop Center | WALLPACKS | Exterior Lighting | 4380 |  | 12 | WP MH-400 | HID | 1 | Metal Halide, 400w | Magnetic | 453 | 5.44 | 23809.68 | 12 | NFWPLED100 | 100
1151 | West Loop Center | POLE FLOODS | Exterior Lighting | 4380 |  | 28 | POLE MH-1000 | Pole | 1 | Metal Halide, 1000w | Magnetic | 1078 | 30.18 | 132188.4 | 28 | ELSLED400 | 400
1152 | West Loop Center | WALLPACKS | Exterior Lighting | 4380 |  | 6 | WP MH-175 | Wall Pack | 1 | Metal Halide, 175w | Magnetic | 208 | 1.25 | 5466.24 | 6 | NFWPLED25 | 25
1153 | West Loop Center | WALL FLOODS | Exterior Lighting | 4380 |  | 5 | FL MH-400 | Flood | 1 | Metal Halide, 400w | Magnetic | 453 | 2.27 | 9920.7 | 5 | GTLED135 | 135
1158 | Stafford Learning HUB | COVE | Common Area and Restrooms | 3990 |  | 60 | 4S1L T8 | Strip | 1 | 4' 32w T8, Fluorescent | Electronic | 31 | 1.86 | 7421.4 | 60 | 4' LED Tube - 1 | 15
1160 | Stafford Learning HUB | LOBBY | Common Area and Restrooms | 3990 |  | 141 | 4ID3L T8 | Indirect | 3 | 4' 32w T8, Fluorescent | Electronic | 85 | 11.99 | 47820.15 | 141 | 4' LED Tube - 2 | 30
1161 | Stafford Learning HUB | SIDE ENTRY | Common Area and Restrooms | 3990 |  | 11 | 4ID3L T8 | Indirect | 3 | 4' 32w T8, Fluorescent | Electronic | 85 | 0.94 | 3730.65 | 11 | 4' LED Tube - 2 | 30
1162 | Stafford Learning HUB | INFORMATION OFFICE | General Work Area | 3990 |  | 6 | 24ID3L T8 | Indirect | 3 | 4' 32w T8, Fluorescent | Electronic | 85 | 0.51 | 2034.9 | 6 | 4' LED Tube - 2 HO | 36
1164 | Stafford Learning HUB | PVT OFFICE | Private Office | 3363 |  | 2 | 24ID3L T8 | Indirect | 3 | 4' 32w T8, Fluorescent | Electronic | 85 | 0.17 | 571.71 | 2 | 4' LED Tube - 2 HO | 36
1165 | Stafford Learning HUB | PVT OFFICE | Private Office | 3363 |  | 2 | 24ID3L T8 | Indirect | 3 | 4' 32w T8, Fluorescent | Electronic | 85 | 0.17 | 571.71 | 2 | 4' LED Tube - 2 HO | 36
1166 | Stafford Learning HUB | WAITING | General Work Area | 3990 |  | 2 | 24ID3L T8 | Indirect | 3 | 4' 32w T8, Fluorescent | Electronic | 85 | 0.17 | 678.3 | 2 | 4' LED Tube - 2 HO | 36
1167 | Stafford Learning HUB | OFFICE | Private Office | 3363 |  | 2 | 24ID3L T8 | Indirect | 3 | 4' 32w T8, Fluorescent | Electronic | 85 | 0.17 | 571.71 | 2 | 4' LED Tube - 2 HO | 36
1168 | Stafford Learning HUB | CASHIER | General Work Area | 3990 |  | 16 | 24ID3L T8 | Indirect | 3 | 4' 32w T8, Fluorescent | Electronic | 85 | 1.36 | 5426.4 | 16 | 4' LED Tube - 2 HO | 36
1170 | Stafford Learning HUB | PVT OFFICE | Private Office | 3363 |  | 2 | 24ID3L T8 | Indirect | 3 | 4' 32w T8, Fluorescent | Electronic | 85 | 0.17 | 571.71 | 2 | 4' LED Tube - 2 HO | 36
1171 | Stafford Learning HUB | PVT OFFICE | Private Office | 3363 |  | 2 | 24ID3L T8 | Indirect | 3 | 4' 32w T8, Fluorescent | Electronic | 85 | 0.17 | 571.71 | 2 | 4' LED Tube - 2 HO | 36
1172 | Stafford Learning HUB | FINANCIAL AID | General Work Area | 3990 |  | 14 | 24ID3L T8 | Indirect | 3 | 4' 32w T8, Fluorescent | Electronic | 85 | 1.19 | 4748.1 | 14 | 4' LED Tube - 2 HO | 36
1173 | Stafford Learning HUB | HALL | Common Area and Restrooms | 3990 |  | 1 | 24ID3L T8 | Indirect | 3 | 4' 32w T8, Fluorescent | Electronic | 85 | 0.09 | 339.15 | 1 | 4' LED Tube - 2 | 30
1174 | Stafford Learning HUB | PVT OFFICE x6 | Private Office | 3363 |  | 12 | 24ID3L T8 | Indirect | 3 | 4' 32w T8, Fluorescent | Electronic | 85 | 1.02 | 3430.26 | 12 | 4' LED Tube - 2 HO | 36
1175 | Stafford Learning HUB | FILE ROOM | General Work Area | 3990 |  | 5 | 24ID3L T8 | Indirect | 3 | 4' 32w T8, Fluorescent | Electronic | 85 | 0.43 | 1695.75 | 5 | 4' LED Tube - 2 HO | 36
1176 | Stafford Learning HUB | CONF ROOM | Meeting and Boardrooms | 2681 |  | 4 | 24ID3L T8 | Indirect | 3 | 4' 32w T8, Fluorescent | Electronic | 85 | 0.34 | 911.63 | 4 | 4' LED Tube - 2 HO | 36
1177 | Stafford Learning HUB | COMMON AREA | Common Area and Restrooms | 3990 |  | 22 | 24ID3L T8 | Indirect | 3 | 4' 32w T8, Fluorescent | Electronic | 85 | 1.87 | 7461.3 | 22 | 4' LED Tube - 2 | 30
1178 | Stafford Learning HUB | FILE ROOM | General Work Area | 3990 |  | 2 | 24ID3L T8 | Indirect | 3 | 4' 32w T8, Fluorescent | Electronic | 85 | 0.17 | 678.3 | 2 | 4' LED Tube - 2 HO | 36
1179 | Stafford Learning HUB | PVT OFFICE | Private Office | 3363 |  | 1 | 24ID3L T8 | Indirect | 3 | 4' 32w T8, Fluorescent | Electronic | 85 | 0.09 | 285.86 | 1 | 4' LED Tube - 2 HO | 36
1180 | Stafford Learning HUB | PVT OFFICE | Private Office | 3363 |  | 2 | 24ID3L T8 | Indirect | 3 | 4' 32w T8, Fluorescent | Electronic | 85 | 0.17 | 571.71 | 2 | 4' LED Tube - 2 HO | 36
1181 | Stafford Learning HUB | PVT OFFICE | Private Office | 3363 |  | 1 | 24ID3L T8 | Indirect | 3 | 4' 32w T8, Fluorescent | Electronic | 85 | 0.09 | 285.86 | 1 | 4' LED Tube - 2 HO | 36
1182 | Stafford Learning HUB | PVT OFFICE | Private Office | 3363 |  | 2 | 24ID3L T8 | Indirect | 3 | 4' 32w T8, Fluorescent | Electronic | 85 | 0.17 | 571.71 | 2 | 4' LED Tube - 2 HO | 36
1183 | Stafford Learning HUB | PVT OFFICE | Private Office | 3363 |  | 2 | 24ID3L T8 | Indirect | 3 | 4' 32w T8, Fluorescent | Electronic | 85 | 0.17 | 571.71 | 2 | 4' LED Tube - 2 HO | 36
1184 | Stafford Learning HUB | PVT OFFICE | Private Office | 3363 |  | 2 | 24ID3L T8 | Indirect | 3 | 4' 32w T8, Fluorescent | Electronic | 85 | 0.17 | 571.71 | 2 | 4' LED Tube - 2 HO | 36
1185 | Stafford Learning HUB | PVT OFFICE | Private Office | 3363 |  | 2 | 24ID3L T8 | Indirect | 3 | 4' 32w T8, Fluorescent | Electronic | 85 | 0.17 | 571.71 | 2 | 4' LED Tube - 2 HO | 36
1186 | Stafford Learning HUB | PVT OFFICE | Private Office | 3363 |  | 2 | 24ID3L T8 | Indirect | 3 | 4' 32w T8, Fluorescent | Electronic | 85 | 0.17 | 571.71 | 2 | 4' LED Tube - 2 HO | 36
1187 | Stafford Learning HUB | PVT OFFICE | Private Office | 3363 |  | 2 | 24ID3L T8 | Indirect | 3 | 4' 32w T8, Fluorescent | Electronic | 85 | 0.17 | 571.71 | 2 | 4' LED Tube - 2 HO | 36
1188 | Stafford Learning HUB | WAITING ROOM | Common Area and Restrooms | 3990 |  | 6 | 24ID3L T8 | Indirect | 3 | 4' 32w T8, Fluorescent | Electronic | 85 | 0.51 | 2034.9 | 6 | 4' LED Tube - 2 | 30
1190 | Stafford Learning HUB | COMP LAB | Private Office | 3363 |  | 4 | 4IH2L T8 | Industrial Hood | 2 | 4' 32w T8, Fluorescent | Electronic | 58 | 0.23 | 780.22 | 4 | 4' LED Tube - 2 | 30
1192 | Stafford Learning HUB | MRR | Common Area and Restrooms | 3990 |  | 1 | 4ID3L T8 | Indirect | 3 | 4' 32w T8, Fluorescent | Electronic | 85 | 0.09 | 339.15 | 1 | 4' LED Tube - 2 | 30
1193 | Stafford Learning HUB | WRR | Common Area and Restrooms | 3990 |  | 1 | 4ID3L T8 | Indirect | 3 | 4' 32w T8, Fluorescent | Electronic | 85 | 0.09 | 339.15 | 1 | 4' LED Tube - 2 | 30
1195 | Stafford Learning HUB | OFFICE | General Work Area | 3990 |  | 7 | 4ID3L T8 | Indirect | 3 | 4' 32w T8, Fluorescent | Electronic | 85 | 0.6 | 2374.05 | 7 | 4' LED Tube - 2 HO | 36
1196 | Stafford Learning HUB | FILE ROOM | General Work Area | 3990 |  | 1 | 4ID3L T8 | Indirect | 3 | 4' 32w T8, Fluorescent | Electronic | 85 | 0.09 | 339.15 | 1 | 4' LED Tube - 2 HO | 36
1198 | Stafford Learning HUB | COUNSELING | General Work Area | 3990 |  | 8 | 4ID3L T8 | Indirect | 3 | 4' 32w T8, Fluorescent | Electronic | 85 | 0.68 | 2713.2 | 8 | 4' LED Tube - 2 HO | 36
1199 | Stafford Learning HUB | PVT OFFICE | Private Office | 3363 |  | 2 | 4ID3L T8 | Indirect | 3 | 4' 32w T8, Fluorescent | Electronic | 85 | 0.17 | 571.71 | 2 | 4' LED Tube - 2 HO | 36
1200 | Stafford Learning HUB | PVT OFFICE | Private Office | 3363 |  | 2 | 4ID3L T8 | Indirect | 3 | 4' 32w T8, Fluorescent | Electronic | 85 | 0.17 | 571.71 | 2 | 4' LED Tube - 2 HO | 36
1201 | Stafford Learning HUB | FILE ROOM | General Work Area | 3990 |  | 2 | 4ID3L T8 | Indirect | 3 | 4' 32w T8, Fluorescent | Electronic | 85 | 0.17 | 678.3 | 2 | 4' LED Tube - 2 HO | 36
1205 | Stafford Learning HUB | COVE | General Work Area | 3990 |  | 22 | 4S2L T8 | Strip | 2 | 4' 32w T8, Fluorescent | Electronic | 58 | 1.28 | 5091.24 | 22 | 4' LED Tube - 2 | 30
1206 | Stafford Learning HUB | COVE | General Work Area | 3990 |  | 8 | 3S2L T8 | Strip | 2 | 3' 25w T8, Fluorescent | Electronic | 46 | 0.37 | 1468.32 | 8 | 3' LED Tube - 2 | 24
1208 | Stafford Learning HUB | LOADING DOCK | General Work Area | 3990 |  | 3 | 24ID3L T8 | Indirect | 3 | 4' 32w T8, Fluorescent | Electronic | 85 | 0.26 | 1017.45 | 3 | 4' LED Tube - 2 HO | 36
1209 | Stafford Learning HUB | KITCHEN | Lounge / Break Area | 3990 |  | 4 | 24ID3L T8 | Indirect | 3 | 4' 32w T8, Fluorescent | Electronic | 85 | 0.34 | 1356.6 | 4 | 4' LED Tube - 2 HO | 36
1210 | Stafford Learning HUB | MEETING ROOM | Meeting and Boardrooms | 2681 |  | 11 | 24ID3L T8 | Indirect | 3 | 4' 32w T8, Fluorescent | Electronic | 85 | 0.94 | 2506.97 | 11 | 4' LED Tube - 2 HO | 36
1213 | Stafford Learning HUB | DOCK DOOR | General Work Area | 3990 |  | 1 | 4S1L T8 | Strip | 1 | 4' 32w T8, Fluorescent | Electronic | 31 | 0.03 | 123.69 | 1 | 4' LED Tube - 1 | 15
1214 | Stafford Learning HUB | CONF ROOM | Meeting and Boardrooms | 2681 |  | 4 | 24ID3L T8 | Indirect | 3 | 4' 32w T8, Fluorescent | Electronic | 85 | 0.34 | 911.63 | 4 | 4' LED Tube - 2 HO | 36
1216 | Stafford Learning HUB | CONF ROOM | Meeting and Boardrooms | 2681 |  | 4 | 24ID3L T8 | Indirect | 3 | 4' 32w T8, Fluorescent | Electronic | 85 | 0.34 | 911.63 | 4 | 4' LED Tube - 2 HO | 36
1218 | Stafford Learning HUB | MULTIPURPOSE ROOM | General Work Area | 3990 |  | 11 | 24ID3L T8 | Indirect | 3 | 4' 32w T8, Fluorescent | Electronic | 85 | 0.94 | 3730.65 | 11 | 4' LED Tube - 2 HO | 36
1220 | Stafford Learning HUB | MEETING ROOM | Meeting and Boardrooms | 2681 |  | 3 | 24ID3L T8 | Indirect | 3 | 4' 32w T8, Fluorescent | Electronic | 85 | 0.26 | 683.72 | 3 | 4' LED Tube - 2 HO | 36
1226 | Stafford Learning HUB | OFFICE SUITE | General Work Area | 3990 |  | 12 | 24ID3L T8 | Indirect | 3 | 4' 32w T8, Fluorescent | Electronic | 85 | 1.02 | 4069.8 | 12 | 4' LED Tube - 2 HO | 36
1227 | Stafford Learning HUB | PVT OFFICE | Private Office | 3363 |  | 4 | 24ID3L T8 | Indirect | 3 | 4' 32w T8, Fluorescent | Electronic | 85 | 0.34 | 1143.42 | 4 | 4' LED Tube - 2 HO | 36
1228 | Stafford Learning HUB | OFFICE | General Work Area | 3990 |  | 8 | 24ID3L T8 | Indirect | 3 | 4' 32w T8, Fluorescent | Electronic | 85 | 0.68 | 2713.2 | 8 | 4' LED Tube - 2 HO | 36
1229 | Stafford Learning HUB | CONF ROOM | Meeting and Boardrooms | 2681 |  | 3 | 24ID3L T8 | Indirect | 3 | 4' 32w T8, Fluorescent | Electronic | 85 | 0.26 | 683.72 | 3 | 4' LED Tube - 2 HO | 36
1232 | Stafford Learning HUB | PVT OFFICE | Private Office | 3363 |  | 2 | 24ID3L T8 | Indirect | 3 | 4' 32w T8, Fluorescent | Electronic | 85 | 0.17 | 571.71 | 2 | 4' LED Tube - 2 HO | 36
1233 | Stafford Learning HUB | CAREER PLANNING | General Work Area | 3990 |  | 6 | 24ID3L T8 | Indirect | 3 | 4' 32w T8, Fluorescent | Electronic | 85 | 0.51 | 2034.9 | 6 | 4' LED Tube - 2 HO | 36
1235 | Stafford Learning HUB | MRR | Common Area and Restrooms | 3990 |  | 1 | 24ID3L T8 | Indirect | 3 | 4' 32w T8, Fluorescent | Electronic | 85 | 0.09 | 339.15 | 1 | 4' LED Tube - 2 | 30
1236 | Stafford Learning HUB | WRR | Common Area and Restrooms | 3990 |  | 1 | 24ID3L T8 | Indirect | 3 | 4' 32w T8, Fluorescent | Electronic | 85 | 0.09 | 339.15 | 1 | 4' LED Tube - 2 | 30
1239 | Stafford Learning HUB | LIBRARY LOBBY | Library Area | 3990 |  | 9 | 4ID3L T8 | Indirect | 3 | 4' 32w T8, Fluorescent | Electronic | 85 | 0.77 | 3052.35 | 9 | 4' LED Tube - 2 HO | 36
1244 | Stafford Learning HUB | WORK ROOM | General Work Area | 3990 |  | 17 | 24ID3L T8 | Indirect | 3 | 4' 32w T8, Fluorescent | Electronic | 85 | 1.45 | 5765.55 | 17 | 4' LED Tube - 2 HO | 36
1248 | Stafford Learning HUB | PVT OFFICE | Private Office | 3363 |  | 3 | 24ID3L T8 | Indirect | 3 | 4' 32w T8, Fluorescent | Electronic | 85 | 0.26 | 857.57 | 3 | 4' LED Tube - 3 | 45
1249 | Stafford Learning HUB | PRINT AREA | General Work Area | 3990 |  | 5 | 4ID3L T8 | Indirect | 3 | 4' 32w T8, Fluorescent | Electronic | 85 | 0.43 | 1695.75 | 5 | 4' LED Tube - 2 HO | 36
1250 | Stafford Learning HUB | COMP LAB | Classroom | 2997 |  | 12 | 24ID3L T8 | Indirect | 3 | 4' 32w T8, Fluorescent | Electronic | 85 | 1.02 | 3056.43 | 12 | 4' LED Tube - 2 HO | 36
1251 | Stafford Learning HUB | COMP LAB | Classroom | 2997 |  | 9 | 24ID3L T8 | Indirect | 3 | 4' 32w T8, Fluorescent | Electronic | 85 | 0.77 | 2292.32 | 9 | 4' LED Tube - 2 HO | 36
1252 | Stafford Learning HUB | COVE | Library Area | 3990 |  | 9 | 4S1L T8 | Strip | 1 | 4' 32w T8, Fluorescent | Electronic | 31 | 0.28 | 1113.21 | 9 | 4' LED Tube - 1 | 15
1253 | Stafford Learning HUB | LIBRARY OPEN | Library Area | 3990 |  | 81 | 4ID3L T8 | Indirect | 3 | 4' 32w T8, Fluorescent | Electronic | 85 | 6.89 | 27471.15 | 81 | 4' LED Tube - 3 | 45
1254 | Stafford Learning HUB | LIBRARY OPEN | Library Area | 3990 |  | 15 | HB MH-400 | High Bay | 1 | Metal Halide, 400w | Magnetic | 453 | 6.8 | 27112.05 | 15 | GTLED135 | 135
1256 | Stafford Learning HUB | COVE | Library Area | 3990 |  | 42 | 4S2L T8 | Strip | 2 | 4' 32w T8, Fluorescent | Electronic | 58 | 2.44 | 9719.64 | 42 | 4' LED Tube - 2 | 30
1257 | Stafford Learning HUB | PVT OFFICE | Private Office | 3363 |  | 4 | 24ID3L T8 | Indirect | 3 | 4' 32w T8, Fluorescent | Electronic | 85 | 0.34 | 1143.42 | 4 | 4' LED Tube - 2 HO | 36
1258 | Stafford Learning HUB | STUDY ROOM x6 | Library Area | 3990 |  | 12 | 24ID3L T8 | Indirect | 3 | 4' 32w T8, Fluorescent | Electronic | 85 | 1.02 | 4069.8 | 12 | 4' LED Tube - 2 HO | 36
1263 | Stafford Learning HUB | MRR | Common Area and Restrooms | 3990 |  | 6 | 4S1L T8 | Strip | 1 | 4' 32w T8, Fluorescent | Electronic | 31 | 0.19 | 742.14 | 6 | 4' LED Tube - 1 | 15
1265 | Stafford Learning HUB | WRR | Common Area and Restrooms | 3990 |  | 6 | 4S1L T8 | Strip | 1 | 4' 32w T8, Fluorescent | Electronic | 31 | 0.19 | 742.14 | 6 | 4' LED Tube - 1 | 15
1267 | Stafford Learning HUB | TESTING AREA | General Work Area | 3990 |  | 9 | 24ID3L T8 | Indirect | 3 | 4' 32w T8, Fluorescent | Electronic | 85 | 0.77 | 3052.35 | 9 | 4' LED Tube - 2 HO | 36
1269 | Stafford Learning HUB | COMPUTER ROOM | General Work Area | 3990 |  | 12 | 24ID3L T8 | Indirect | 3 | 4' 32w T8, Fluorescent | Electronic | 85 | 1.02 | 4069.8 | 12 | 4' LED Tube - 2 HO | 36
1270 | Stafford Learning HUB | TEST ROOM | General Work Area | 3990 |  | 23 | 24ID3L T8 | Indirect | 3 | 4' 32w T8, Fluorescent | Electronic | 85 | 1.96 | 7800.45 | 23 | 4' LED Tube - 2 HO | 36
1273 | Stafford Learning HUB | PVT OFFICE | Private Office | 3363 |  | 2 | 24ID3L T8 | Indirect | 3 | 4' 32w T8, Fluorescent | Electronic | 85 | 0.17 | 571.71 | 2 | 4' LED Tube - 2 HO | 36
1274 | Stafford Learning HUB | TEST ROOM | General Work Area | 3990 |  | 1 | 24ID3L T8 | Indirect | 3 | 4' 32w T8, Fluorescent | Electronic | 85 | 0.09 | 339.15 | 1 | 4' LED Tube - 2 HO | 36
1275 | Stafford Learning HUB | TEST ROOM | General Work Area | 3990 |  | 1 | 24ID3L T8 | Indirect | 3 | 4' 32w T8, Fluorescent | Electronic | 85 | 0.09 | 339.15 | 1 | 4' LED Tube - 2 HO | 36
1276 | Stafford Learning HUB | HALL | Common Area and Restrooms | 3990 |  | 10 | 24ID3L T8 | Indirect | 3 | 4' 32w T8, Fluorescent | Electronic | 85 | 0.85 | 3391.5 | 10 | 4' LED Tube - 2 | 30
1277 | Stafford Learning HUB | OFFICE SUITE | General Work Area | 3990 |  | 16 | 24ID3L T8 | Indirect | 3 | 4' 32w T8, Fluorescent | Electronic | 85 | 1.36 | 5426.4 | 16 | 4' LED Tube - 2 HO | 36
1279 | Stafford Learning HUB | WRR | Common Area and Restrooms | 3990 |  | 1 | 24ID3L T8 | Indirect | 3 | 4' 32w T8, Fluorescent | Electronic | 85 | 0.09 | 339.15 | 1 | 4' LED Tube - 2 | 30
1280 | Stafford Learning HUB | MRR | Common Area and Restrooms | 3990 |  | 1 | 24ID3L T8 | Indirect | 3 | 4' 32w T8, Fluorescent | Electronic | 85 | 0.09 | 339.15 | 1 | 4' LED Tube - 2 | 30
1282 | Stafford Learning HUB | FACULTY SUITE | General Work Area | 3990 |  | 19 | 24ID3L T8 | Indirect | 3 | 4' 32w T8, Fluorescent | Electronic | 85 | 1.62 | 6443.85 | 19 | 4' LED Tube - 2 HO | 36
1284 | Stafford Learning HUB | WORK ROOM | General Work Area | 3990 |  | 2 | 24ID3L T8 | Indirect | 3 | 4' 32w T8, Fluorescent | Electronic | 85 | 0.17 | 678.3 | 2 | 4' LED Tube - 2 HO | 36
1285 | Stafford Learning HUB | PVT OFFICE | Private Office | 3363 |  | 2 | 24ID3L T8 | Indirect | 3 | 4' 32w T8, Fluorescent | Electronic | 85 | 0.17 | 571.71 | 2 | 4' LED Tube - 2 HO | 36
1286 | Stafford Learning HUB | MEETING ROOM | Meeting and Boardrooms | 2681 |  | 2 | 24ID3L T8 | Indirect | 3 | 4' 32w T8, Fluorescent | Electronic | 85 | 0.17 | 455.81 | 2 | 4' LED Tube - 2 HO | 36
1287 | Stafford Learning HUB | DEANS SUITE | General Work Area | 3990 |  | 5 | 24ID3L T8 | Indirect | 3 | 4' 32w T8, Fluorescent | Electronic | 85 | 0.43 | 1695.75 | 5 | 4' LED Tube - 2 HO | 36
1288 | Stafford Learning HUB | CONF ROOM | Meeting and Boardrooms | 2681 |  | 8 | 24ID3L T8 | Indirect | 3 | 4' 32w T8, Fluorescent | Electronic | 85 | 0.68 | 1823.25 | 8 | 4' LED Tube - 2 HO | 36
1289 | Stafford Learning HUB | FILE ROOM | General Work Area | 3990 |  | 6 | 24ID3L T8 | Indirect | 3 | 4' 32w T8, Fluorescent | Electronic | 85 | 0.51 | 2034.9 | 6 | 4' LED Tube - 2 HO | 36
1290 | Stafford Learning HUB | PVT OFFICE | Private Office | 3363 |  | 2 | 24ID3L T8 | Indirect | 3 | 4' 32w T8, Fluorescent | Electronic | 85 | 0.17 | 571.71 | 2 | 4' LED Tube - 2 HO | 36
1291 | Stafford Learning HUB | PVT OFFICE | Private Office | 3363 |  | 2 | 24ID3L T8 | Indirect | 3 | 4' 32w T8, Fluorescent | Electronic | 85 | 0.17 | 571.71 | 2 | 4' LED Tube - 2 HO | 36
1292 | Stafford Learning HUB | PVT OFFICE | Private Office | 3363 |  | 4 | 24ID3L T8 | Indirect | 3 | 4' 32w T8, Fluorescent | Electronic | 85 | 0.34 | 1143.42 | 4 | 4' LED Tube - 2 HO | 36
1293 | Stafford Learning HUB | PVT OFFICE | Private Office | 3363 |  | 2 | 24ID3L T8 | Indirect | 3 | 4' 32w T8, Fluorescent | Electronic | 85 | 0.17 | 571.71 | 2 | 4' LED Tube - 2 HO | 36
1294 | Stafford Learning HUB | CLASS | Classroom | 2997 |  | 8 | 24ID3L T8 | Indirect | 3 | 4' 32w T8, Fluorescent | Electronic | 85 | 0.68 | 2037.62 | 8 | 4' LED Tube - 2 HO | 36
1295 | Stafford Learning HUB | CLASS | Classroom | 2997 |  | 8 | 24ID3L T8 | Indirect | 3 | 4' 32w T8, Fluorescent | Electronic | 85 | 0.68 | 2037.62 | 8 | 4' LED Tube - 2 HO | 36
1297 | Stafford Learning HUB | HALL | Common Area and Restrooms | 3990 |  | 26 | 24ID3L T8 | Indirect | 3 | 4' 32w T8, Fluorescent | Electronic | 85 | 2.21 | 8817.9 | 26 | 4' LED Tube - 2 | 30
1300 | Stafford Learning HUB | MRR | Common Area and Restrooms | 3990 |  | 6 | 4S1L T8 | Strip | 1 | 4' 32w T8, Fluorescent | Electronic | 31 | 0.19 | 742.14 | 6 | 4' LED Tube - 1 | 15
1301 | Stafford Learning HUB | WRR | Common Area and Restrooms | 3990 |  | 6 | 4S1L T8 | Strip | 1 | 4' 32w T8, Fluorescent | Electronic | 31 | 0.19 | 742.14 | 6 | 4' LED Tube - 1 | 15
1306 | Stafford Learning HUB | CLASS | Classroom | 2997 |  | 12 | 24ID3L T8 | Indirect | 3 | 4' 32w T8, Fluorescent | Electronic | 85 | 1.02 | 3056.43 | 12 | 4' LED Tube - 2 HO | 36
1307 | Stafford Learning HUB | CLASS | Classroom | 2997 |  | 9 | 24ID3L T8 | Indirect | 3 | 4' 32w T8, Fluorescent | Electronic | 85 | 0.77 | 2292.32 | 9 | 4' LED Tube - 2 HO | 36
1308 | Stafford Learning HUB | CLASS | Classroom | 2997 |  | 12 | 24ID3L T8 | Indirect | 3 | 4' 32w T8, Fluorescent | Electronic | 85 | 1.02 | 3056.43 | 12 | 4' LED Tube - 2 HO | 36
1309 | Stafford Learning HUB | CLASS | Classroom | 2997 |  | 12 | 24ID3L T8 | Indirect | 3 | 4' 32w T8, Fluorescent | Electronic | 85 | 1.02 | 3056.43 | 12 | 4' LED Tube - 2 HO | 36
1310 | Stafford Learning HUB | CLASS | Classroom | 2997 |  | 9 | 24ID3L T8 | Indirect | 3 | 4' 32w T8, Fluorescent | Electronic | 85 | 0.77 | 2292.32 | 9 | 4' LED Tube - 2 HO | 36
1311 | Stafford Learning HUB | CLASS | Classroom | 2997 |  | 9 | 24ID3L T8 | Indirect | 3 | 4' 32w T8, Fluorescent | Electronic | 85 | 0.77 | 2292.32 | 9 | 4' LED Tube - 2 HO | 36
1312 | Stafford Learning HUB | CLASS | Classroom | 2997 |  | 12 | 24ID3L T8 | Indirect | 3 | 4' 32w T8, Fluorescent | Electronic | 85 | 1.02 | 3056.43 | 12 | 4' LED Tube - 2 HO | 36
1313 | Stafford Learning HUB | CLASS | Classroom | 2997 |  | 12 | 24ID3L T8 | Indirect | 3 | 4' 32w T8, Fluorescent | Electronic | 85 | 1.02 | 3056.43 | 12 | 4' LED Tube - 2 HO | 36
1314 | Stafford Learning HUB | CLASS | Classroom | 2997 |  | 12 | 24ID3L T8 | Indirect | 3 | 4' 32w T8, Fluorescent | Electronic | 85 | 1.02 | 3056.43 | 12 | 4' LED Tube - 2 HO | 36
1315 | Stafford Learning HUB | CLASS | Classroom | 2997 |  | 12 | 24ID3L T8 | Indirect | 3 | 4' 32w T8, Fluorescent | Electronic | 85 | 1.02 | 3056.43 | 12 | 4' LED Tube - 2 HO | 36
1316 | Stafford Learning HUB | CLASS | Classroom | 2997 |  | 12 | 24ID3L T8 | Indirect | 3 | 4' 32w T8, Fluorescent | Electronic | 85 | 1.02 | 3056.43 | 12 | 4' LED Tube - 2 HO | 36
1317 | Stafford Learning HUB | COMP LAB | Classroom | 2997 |  | 12 | 24ID3L T8 | Indirect | 3 | 4' 32w T8, Fluorescent | Electronic | 85 | 1.02 | 3056.43 | 12 | 4' LED Tube - 2 HO | 36
1318 | Stafford Learning HUB | COMP LAB | Classroom | 2997 |  | 15 | 24ID3L T8 | Indirect | 3 | 4' 32w T8, Fluorescent | Electronic | 85 | 1.28 | 3820.54 | 15 | 4' LED Tube - 2 HO | 36
1321 | Stafford Learning HUB | OVER STAIRS | Stairs and Elevators | 8760 |  | 6 | REC MH-100 | Recessed | 1 | Metal Halide, 100w | Magnetic | 124 | 0.74 | 6517.44 | 6 | HW CC20 | 20
1322 | Stafford Learning HUB | MEETING ROOM | Meeting and Boardrooms | 2681 |  | 12 | 24ID3L T8 | Indirect | 3 | 4' 32w T8, Fluorescent | Electronic | 85 | 1.02 | 2734.88 | 12 | 4' LED Tube - 2 HO | 36
1323 | Stafford Learning HUB | FACULTY SUITE | General Work Area | 3990 |  | 33 | 24ID3L T8 | Indirect | 3 | 4' 32w T8, Fluorescent | Electronic | 85 | 2.81 | 11191.95 | 33 | 4' LED Tube - 2 HO | 36
1325 | Stafford Learning HUB | MEETING ROOM | Meeting and Boardrooms | 2681 |  | 2 | 24ID3L T8 | Indirect | 3 | 4' 32w T8, Fluorescent | Electronic | 85 | 0.17 | 455.81 | 2 | 4' LED Tube - 2 HO | 36
1326 | Stafford Learning HUB | WORK ROOM | General Work Area | 3990 |  | 4 | 24ID3L T8 | Indirect | 3 | 4' 32w T8, Fluorescent | Electronic | 85 | 0.34 | 1356.6 | 4 | 4' LED Tube - 2 HO | 36
1327 | Stafford Learning HUB | MAIL ROOM | General Work Area | 3990 |  | 2 | 24ID3L T8 | Indirect | 3 | 4' 32w T8, Fluorescent | Electronic | 85 | 0.17 | 678.3 | 2 | 4' LED Tube - 2 HO | 36
1328 | Stafford Learning HUB | PVT OFFICE | Private Office | 3363 |  | 2 | 24ID3L T8 | Indirect | 3 | 4' 32w T8, Fluorescent | Electronic | 85 | 0.17 | 571.71 | 2 | 4' LED Tube - 2 HO | 36
1329 | Stafford Learning HUB | COMP CENTER | General Work Area | 3990 |  | 8 | 24ID3L T8 | Indirect | 3 | 4' 32w T8, Fluorescent | Electronic | 85 | 0.68 | 2713.2 | 8 | 4' LED Tube - 2 HO | 36
1330 | Stafford Learning HUB | COMP LAB | General Work Area | 3990 |  | 15 | 24ID3L T8 | Indirect | 3 | 4' 32w T8, Fluorescent | Electronic | 85 | 1.28 | 5087.25 | 15 | 4' LED Tube - 2 HO | 36
1331 | Stafford Learning HUB | FRONT ROOM | General Work Area | 3990 |  | 3 | 24ID3L T8 | Indirect | 3 | 4' 32w T8, Fluorescent | Electronic | 85 | 0.26 | 1017.45 | 3 | 4' LED Tube - 2 HO | 36
1332 | Stafford Learning HUB | HALL | Common Area and Restrooms | 3990 |  | 11 | 24ID3L T8 | Indirect | 3 | 4' 32w T8, Fluorescent | Electronic | 85 | 0.94 | 3730.65 | 11 | 4' LED Tube - 2 | 30
1334 | Stafford Learning HUB | WRR | Common Area and Restrooms | 3990 |  | 1 | 24ID3L T8 | Indirect | 3 | 4' 32w T8, Fluorescent | Electronic | 85 | 0.09 | 339.15 | 1 | 4' LED Tube - 2 | 30
1335 | Stafford Learning HUB | MRR | Common Area and Restrooms | 3990 |  | 1 | 24ID3L T8 | Indirect | 3 | 4' 32w T8, Fluorescent | Electronic | 85 | 0.09 | 339.15 | 1 | 4' LED Tube - 2 | 30
1337 | Stafford Learning HUB | FACULTY SUITE | General Work Area | 3990 |  | 27 | 24ID3L T8 | Indirect | 3 | 4' 32w T8, Fluorescent | Electronic | 85 | 2.3 | 9157.05 | 27 | 4' LED Tube - 2 HO | 36
1339 | Stafford Learning HUB | BOOK ROOM | General Work Area | 3990 |  | 4 | 24ID3L T8 | Indirect | 3 | 4' 32w T8, Fluorescent | Electronic | 85 | 0.34 | 1356.6 | 4 | 4' LED Tube - 2 HO | 36
1340 | Stafford Learning HUB | WORK ROOM | General Work Area | 3990 |  | 4 | 24ID3L T8 | Indirect | 3 | 4' 32w T8, Fluorescent | Electronic | 85 | 0.34 | 1356.6 | 4 | 4' LED Tube - 2 HO | 36
1342 | Stafford Learning HUB | MEETING ROOM | Meeting and Boardrooms | 2681 |  | 4 | 24ID3L T8 | Indirect | 3 | 4' 32w T8, Fluorescent | Electronic | 85 | 0.34 | 911.63 | 4 | 4' LED Tube - 2 HO | 36
1343 | Stafford Learning HUB | OFFICE SUITE | General Work Area | 3990 |  | 5 | 24ID3L T8 | Indirect | 3 | 4' 32w T8, Fluorescent | Electronic | 85 | 0.43 | 1695.75 | 5 | 4' LED Tube - 2 HO | 36
1344 | Stafford Learning HUB | CONF ROOM | Meeting and Boardrooms | 2681 |  | 2 | 24ID3L T8 | Indirect | 3 | 4' 32w T8, Fluorescent | Electronic | 85 | 0.17 | 455.81 | 2 | 4' LED Tube - 2 HO | 36
1346 | Stafford Learning HUB | PVT OFFICE | Private Office | 3363 |  | 2 | 24ID3L T8 | Indirect | 3 | 4' 32w T8, Fluorescent | Electronic | 85 | 0.17 | 571.71 | 2 | 4' LED Tube - 2 HO | 36
1348 | Stafford Learning HUB | CLASS | Classroom | 2997 |  | 11 | 24ID3L T8 | Indirect | 3 | 4' 32w T8, Fluorescent | Electronic | 85 | 0.94 | 2801.73 | 11 | 4' LED Tube - 2 HO | 36
1352 | Stafford Learning HUB | MRR | Common Area and Restrooms | 3990 |  | 6 | 4S1L T8 | Strip | 1 | 4' 32w T8, Fluorescent | Electronic | 31 | 0.19 | 742.14 | 6 | 4' LED Tube - 1 | 15
1354 | Stafford Learning HUB | WRR | Common Area and Restrooms | 3990 |  | 6 | 4S1L T8 | Strip | 1 | 4' 32w T8, Fluorescent | Electronic | 31 | 0.19 | 742.14 | 6 | 4' LED Tube - 1 | 15
1357 | Stafford Learning HUB | HALL | Common Area and Restrooms | 3990 |  | 27 | 24ID3L T8 | Indirect | 3 | 4' 32w T8, Fluorescent | Electronic | 85 | 2.3 | 9157.05 | 27 | 4' LED Tube - 2 | 30
1358 | Stafford Learning HUB | CLASS | Classroom | 2997 |  | 12 | 24ID3L T8 | Indirect | 3 | 4' 32w T8, Fluorescent | Electronic | 85 | 1.02 | 3056.43 | 12 | 4' LED Tube - 2 HO | 36
1359 | Stafford Learning HUB | CLASS | Classroom | 2997 |  | 9 | 24ID3L T8 | Indirect | 3 | 4' 32w T8, Fluorescent | Electronic | 85 | 0.77 | 2292.32 | 9 | 4' LED Tube - 2 HO | 36
1360 | Stafford Learning HUB | CLASS | Classroom | 2997 |  | 12 | 24ID3L T8 | Indirect | 3 | 4' 32w T8, Fluorescent | Electronic | 85 | 1.02 | 3056.43 | 12 | 4' LED Tube - 2 HO | 36
1361 | Stafford Learning HUB | CLASS | Classroom | 2997 |  | 12 | 24ID3L T8 | Indirect | 3 | 4' 32w T8, Fluorescent | Electronic | 85 | 1.02 | 3056.43 | 12 | 4' LED Tube - 2 HO | 36
1362 | Stafford Learning HUB | CLASS | Classroom | 2997 |  | 12 | 24ID3L T8 | Indirect | 3 | 4' 32w T8, Fluorescent | Electronic | 85 | 1.02 | 3056.43 | 12 | 4' LED Tube - 2 HO | 36
1363 | Stafford Learning HUB | CLASS | Classroom | 2997 |  | 12 | 24ID3L T8 | Indirect | 3 | 4' 32w T8, Fluorescent | Electronic | 85 | 1.02 | 3056.43 | 12 | 4' LED Tube - 2 HO | 36
1364 | Stafford Learning HUB | CLASS | Classroom | 2997 |  | 12 | 24ID3L T8 | Indirect | 3 | 4' 32w T8, Fluorescent | Electronic | 85 | 1.02 | 3056.43 | 12 | 4' LED Tube - 2 HO | 36
1365 | Stafford Learning HUB | CLASS | Classroom | 2997 |  | 12 | 24ID3L T8 | Indirect | 3 | 4' 32w T8, Fluorescent | Electronic | 85 | 1.02 | 3056.43 | 12 | 4' LED Tube - 2 HO | 36
1366 | Stafford Learning HUB | CLASS | Classroom | 2997 |  | 12 | 24ID3L T8 | Indirect | 3 | 4' 32w T8, Fluorescent | Electronic | 85 | 1.02 | 3056.43 | 12 | 4' LED Tube - 2 HO | 36
1367 | Stafford Learning HUB | CLASS | Classroom | 2997 |  | 12 | 24ID3L T8 | Indirect | 3 | 4' 32w T8, Fluorescent | Electronic | 85 | 1.02 | 3056.43 | 12 | 4' LED Tube - 2 HO | 36
1368 | Stafford Learning HUB | CLASS | Classroom | 2997 |  | 12 | 24ID3L T8 | Indirect | 3 | 4' 32w T8, Fluorescent | Electronic | 85 | 1.02 | 3056.43 | 12 | 4' LED Tube - 2 HO | 36
1369 | Stafford Learning HUB | CLASS | Classroom | 2997 |  | 12 | 24ID3L T8 | Indirect | 3 | 4' 32w T8, Fluorescent | Electronic | 85 | 1.02 | 3056.43 | 12 | 4' LED Tube - 2 HO | 36
1370 | Stafford Learning HUB | CLASS | Classroom | 2997 |  | 15 | 24ID3L T8 | Indirect | 3 | 4' 32w T8, Fluorescent | Electronic | 85 | 1.28 | 3820.54 | 15 | 4' LED Tube - 2 HO | 36
1372 | Stafford Learning HUB | STAIRS | Stairs and Elevators | 8760 |  | 26 | 4W2L T8 | Wrap | 2 | 4' 32w T8, Fluorescent | Electronic | 58 | 1.51 | 13210.08 | 26 | 4' LED Tube - 2 | 30
1374 | Stafford Learning HUB | EAST PARKING | Exterior Lighting | 4380 |  | 16 | POLE HPS-400 | Pole | 1 | High Pressure Sodium, 400w | Magnetic | 465 | 7.44 | 32587.2 | 16 | GTLED135 | 135
1375 | Stafford Learning HUB | WEST POLES | Exterior Lighting | 4380 |  | 23 | POLE MH-320 | Pole | 1 | Metal Halide, 320w | Magnetic | 362 | 8.33 | 36467.88 | 23 | GTLED135 | 135
1376 | Stafford Learning HUB | DEC POLES | Exterior Lighting | 4380 |  | 52 | POLE MH-250 | Pole | 1 | Metal Halide, 250w | Magnetic | 288 | 14.98 | 65594.88 | 52 | GTLED75 | 75
1377 | Stafford Learning HUB | GROUND FLOODS | Exterior Lighting | 4380 |  | 6 | FL MH-175 | Flood | 1 | Metal Halide, 175w | Magnetic | 208 | 1.25 | 5466.24 | 6 | GTLED30 | 30
1379 | Stafford Learning HUB | WALLPACKS | Exterior Lighting | 4380 |  | 8 | WP MH-250 | Wall Pack | 1 | Metal Halide, 250w | Magnetic | 288 | 2.3 | 10091.52 | 8 | NFWPLED25 | 25
1382 | Stafford Learning HUB | BACKLOT POLES | Exterior Lighting | 4380 |  | 65 | POLE MH-320 | Pole | 1 | Metal Halide, 320w | Magnetic | 362 | 23.53 | 103062.44 | 65 | GTLED135 | 135
9184